## EA_short_eng
Summary information on the needs of the fuel and energy sector of Ukraine as of 10.10.2024
Type of need | Unit of measurement | Quantity | Priority-1 | Priority-2
Motor transport and special equipment | set | 1 |  | 0
| piece | 4517 | 0 | 232
Armature | km | 57.52 | 0 | 0
| set | 996 |  | 0
| t | 69.85 |  | 0
| piece | 1089833 | 0 | 291604
Switches | set | 294 | 0 | 20
| piece | 53193 | 0 | 27208
Engines | piece | 375 | 0 | 33
Power sources | kW*h | 431 |  | 0
| piece | 9192 | 0 | 274
Power plants (generators) and equipment | kW*h | 2 | 0 | 1
| piece | 3651 | 0 | 143
Electric fuses and accessories | piece | 30745 |  | 550
Means and equipment | km | 226.45 |  | 0
| set | 17 | 0 | 0
| m | 1000 |  | 0
| piece | 524934 | 0 | 2007
Means of telecommunication and telemechanics | km | 0.48 |  | 0
| set | 136 |  | 0
| piece | 10510 | 0 | 204
Insulators | piece | 146765 | 0 | 1110
Tools and inventory | km | 0.046 |  | 0
| set | 99 |  | 0
| pack | 10 |  | 0
| piece | 32511 | 0 | 712
Other | km | 2.9 |  | 0
| set | 1 |  | 0
| m | 362 | 0 | 0
| m sq. | 21500 | 0 | 0
| cubic m | 48035.18 | 0 | 0
| t | 14651.64 |  | 0
| piece | 1231692 | 0 | 67853
Cable products | km | 7899.584 | 0.1 | 1196.815
| set | 1 |  | 0
| m | 5050 |  | 0
| t | 5.29 |  | 0
| piece | 7 |  | 0
Computer equipment and office equipment | m | 10 |  | 0
| piece | 8128 | 0 | 927
Compressors | piece | 430 | 0 | 8
Materials | kg | 1027.3 |  | 0
| km | 326.2 |  | 2
| set | 32 |  | 0
| m sq. | 112798 |  | 0
| cubic m | 9824 |  | 0
| t | 8855.3075 |  | 0
| piece | 101651.23 | 0 | 4267
Mechanisms | piece | 3018 | 0 | 42
Surge limiters | piece | 7054 | 0 | 194
Olives | l | 202265 |  | 0
| t | 1885.31 | 0 | 154.37
| piece | 46 | 0 | 0
Power line supports and equipment for them | piece | 42534 | 0 | 327
Fuel | cubic m | 12.9 | 0 | 0
| t | 55581.79 | 0 | 501.5
Accounting devices | set | 1 | 0 | 0
| piece | 171630 | 0 | 57790
Food products | piece | 60300 |  | 0
Relay protection and automation | piece | 3836 | 0 | 78
Overalls and shoes | piece | 19258 |  | 7422
Mixtures and liquids | kg | 2000 |  | 0
| cubic m | 21344.72 |  | 0
| t | 62966.6032 | 0 | 97
| piece | 776 | 0 | 0
Transformer equipment | set | 1 | 0 | 0
| piece | 10081 | 0 | 2346
Pipe products | km | 523.637 | 0 | 131.5
| m | 309 |  | 0
| t | 8724.502 | 0 | 5
| piece | 1092 |  | 0
Turbogenerator equipment | km | 0.09 | 0 | 0
| m | 55 | 0 | 0
| piece | 490 | 0 | 0
Shields, cabinets, boxes, etc | set | 1 | 0 | 0
| piece | 36847 | 0 | 27404
Modular buildings | set | 944 |  | 0

## EA_mid_eng
Summary information on the needs of the fuel and energy sector of Ukraine as of 10.10.2024
Type of need | The kind of need | Unit of measurement | Quantity | Priority-1 | Priority-2
Motor transport and special equipment | Car towers (car lifts with cradle) | piece | 122 | 0 | 16
| Truck cranes | piece | 106 | 0 | 7
| Brigade cargo-passenger cars | piece | 3148 | 0 | 152
| Cars for the transportation of reinforced concrete pillars (carriers) | piece | 14 |  | 0
| Cars with a manipulator | piece | 58 | 0 | 4
| Dump trucks | piece | 67 |  | 1
| Trucks | piece | 55 | 0 | 5
| Truck loaders | piece | 54 |  | 0
| Car lifts | piece | 66 |  | 15
| Road transport (other) | piece | 280 |  | 1
| Drilling and crane machines | piece | 53 |  | 4
| Excavators | piece | 151 | 0 | 5
| Electrotechnical laboratories | piece | 50 | 0 | 2
| Car trailers | piece | 64 | 0 | 3
| Special equipment (other) | set | 1 |  | 0
|  | piece | 184 |  | 6
| Tractors | piece | 45 | 0 | 11
Motor transport and special equipment Total |  |  | 4518 | 0 | 232
Armature | The valve is closed | set | 42 |  | 0
|  | piece | 26177 | 0 | 5
| The fittings are different | km | 0.3 |  | 0
|  | t | 60.4 |  | 0
|  | piece | 20739 |  | 33
| The armature is linear | km | 14 | 0 | 0
|  | t | 9.45 |  | 0
|  | piece | 198198 | 0 | 52487
| Oil and gas fittings | piece | 3546 |  | 0
| SIP fittings | km | 43.22 | 0 | 0
|  | piece | 368673 | 0 | 235098
| Electric connecting and tensioning clamps (linear and hardware) | piece | 313208 | 0 | 2841
| Couplings | set | 954 |  | 0
|  | piece | 34303 | 0 | 530
| Aluminum tips | piece | 12136 |  | 250
| Tips are copper | piece | 103539 |  | 0
| traverses | piece | 9314 |  | 360
Armature Total |  |  | 1090956.37 | 0 | 291604
Switches | Switch inputs | piece | 105 |  | 0
| Switches are automatic | piece | 45513 | 0 | 27040
| Vacuum switches | set | 10 |  | 4
|  | piece | 2140 | 0 | 5
| Electric gas switches | set | 283 | 0 | 15
|  | piece | 18 | 0 | 0
| Oil switches | piece | 4 |  | 0
| Air switches | piece | 104 |  | 12
| Other equipment for switches | piece | 457 | 0 | 1
| Arc extinguishing cameras | piece | 4 |  | 0
| Switches | piece | 564 |  | 0
| Reclosers | piece | 169 |  | 0
| Disconnectors | piece | 1758 | 0 | 90
| Breakers | piece | 2357 | 0 | 60
| Equipment for electric and gas switches | set | 1 |  | 1
Switches Total |  |  | 53487 | 0 | 27228
Engines | Engines (other) | piece | 63 |  | 0
| Electric motors < 10 kW | piece | 77 | 0 | 4
| Electric motors > 110 kW | piece | 107 | 0 | 29
| Electric motors 11-110 kW | piece | 128 |  | 0
Engines Result |  |  | 375 | 0 | 33
Power sources | Accumulator batteries | piece | 6851 | 0 | 268
| Uninterruptible power supplies | piece | 575 |  | 5
| Power sources are different | kW*h | 431 |  | 0
|  | piece | 574 | 0 | 0
| Chargers | piece | 1192 |  | 1
Power sources Total |  |  | 9623 | 0 | 274
Power plants (generators) and equipment | <10 kW | piece | 2287 | 0 | 112
| >2000 kW | piece | 25 |  | 1
| 1000-1500 kW | piece | 19 |  | 1
| 100-300 kW | piece | 380 | 0 | 19
| 10-30 kW | kW*h | 1 |  | 0
|  | piece | 388 | 0 | 6
| 1500-2000 kW | piece | 31 | 0 | 0
| 300-500 kW | piece | 52 | 0 | 2
| 30-100 kW | kW*h | 1 | 0 | 1
|  | piece | 304 | 0 | 2
| 500-700 kW | piece | 18 | 0 | 0
| 700-1000 kW | piece | 19 |  | 0
| Generators (spare parts, service, repair kits, other) | piece | 128 |  | 0
Power plants (generators) and equipment Total |  |  | 3653 | 0 | 144
Electric fuses and accessories | Electric fuses and accessories | piece | 30745 |  | 550
Electrical fuses and accessories Total |  |  | 30745 |  | 550
Means and equipment | Electrical household equipment | piece | 806 | 0 | 0
| Spare parts | set | 1 | 0 | 0
|  | piece | 6996 | 0 | 0
| Personal protective equipment | m | 1000 |  | 0
|  | piece | 260445 | 0 | 1422
| Means of climate control | piece | 637 |  | 74
| Means of collective protection | piece | 2481 |  | 0
| Fire extinguishing means | piece | 10979 | 0 | 161
| Means of video surveillance systems | piece | 359 |  | 27
| Inverters | piece | 78 |  | 0
| Other tools and equipment | km | 226.45 |  | 0
|  | set | 16 |  | 0
|  | piece | 147791 | 0 | 35
| Boiler equipment | piece | 299 | 0 | 0
| Metal detectors | piece | 344 |  | 9
| Equipment for extraction of hydrocarbon products | piece | 98 |  | 0
| Equipment for gas networks | piece | 8804 | 0 | 147
| Equipment for the processing of hydrocarbon products | piece | 5 |  | 0
| Equipment for solar power plants | piece | 56193 |  | 0
| Lighting devices | piece | 23761 | 0 | 117
| Electromagnetic starters | piece | 56 |  | 0
| Gas pressure regulator | piece | 3542 |  | 2
| Gas tracers | piece | 1257 |  | 13
| Equipment for wind power plants | piece | 3 |  | 0
Means and equipment Total |  |  | 526177.45 | 0 | 2007
Means of telecommunication and telemechanics | Means of voice radio communication | km | 0.48 |  | 0
|  | set | 136 |  | 0
|  | piece | 7169 | 0 | 156
| Means of cellular communication | piece | 548 |  | 10
| Means of satellite communication | piece | 335 |  | 0
| Means of telecommunication and telemechanics | piece | 278 |  | 0
| Other means of communication | piece | 898 |  | 23
| Communication capacitors | piece | 19 |  | 15
| Telemechanics controllers | piece | 2 |  | 0
| SPC modules | piece | 26 |  | 0
| Equipment for fiber-optic communication lines | piece | 1020 |  | 0
| Frequency converters | piece | 8 |  | 0
| Software for radio communication | piece | 25 |  | 0
| Signal converters | piece | 182 |  | 0
Means of telecommunication and telemechanics Summary |  |  | 10646.48 | 0 | 204
Insulators | Insulators | piece | 105617 | 0 | 850
| Suspended insulators | piece | 41148 | 0 | 260
Insulators Total |  |  | 146765 | 0 | 1110
Tools and inventory | Machine tools | piece | 16 | 0 | 0
| Tools for metal welding | pack | 10 |  | 0
|  | piece | 2566 | 0 | 56
| Hydraulic tools | piece | 935 |  | 0
| Electric tools | piece | 6622 | 0 | 180
| Mechanical tools | km | 0.046 |  | 0
|  | set | 17 |  | 0
|  | piece | 10782 |  | 175
| Other tools and equipment | set | 82 |  | 0
|  | piece | 11590 | 0 | 301
Tools and inventory Total |  |  | 32620.046 | 0 | 712
Other | Consumables | km | 2.9 |  | 0
|  | m sq. | 11500 | 0 | 0
|  | cubic m | 15738.48 | 0 | 0
|  | t | 2247.04 |  | 0
|  | piece | 1190610 | 0 | 88
| Other | set | 1 |  | 0
|  | m | 362 | 0 | 0
|  | m sq. | 10000 |  | 0
|  | cubic m | 32296.7 |  | 0
|  | t | 12404.6 |  | 0
|  | piece | 41082 | 0 | 67765
Other Result |  |  | 1316244.72 | 0 | 67853
Cable products | Fiber optic cables | km | 48.75 |  | 1
| Other cable products | km | 94.97 | 0 | 9.3
|  | piece | 5 |  | 0
| Connecting cable | km | 3.62 |  | 0
| Control cable | km | 194.137 | 0 | 0
|  | set | 1 |  | 0
|  | m | 4750 |  | 0
|  | piece | 2 |  | 0
| Power cable < 0.4 kV | km | 12.669 | 0.1 | 0.005
| Power cable > 110 kV | km | 22.73 | 0 | 0
| Power cable 0.4-1 kV | km | 304.88 | 0 | 158.6
|  | m | 300
| Power cable 6-35 kV | km | 413.503 | 0 | 7.2
|  | t | 2.29 |  | 0
| The wire is insulated | km | 114.9 |  | 29
| The wire is not insulated | km | 3683.217 | 0 | 191.49
|  | t | 3 |  | 0
| Self-supporting insulated wire (SIP) | km | 3006.208 | 0 | 800.22
Cable products Total |  |  | 12962.874 | 0.1 | 1196.815
Computer equipment and office equipment | Other computer equipment | piece | 399 |  | 30
| Quadcopters | piece | 72 |  | 0
| Computers and laptops | piece | 1103 |  | 108
| Components for computer equipment | piece | 645 | 0 | 3
| Network equipment | m | 10 |  | 0
|  | piece | 1361 | 0 | 780
| Office equipment | piece | 178 |  | 0
| Software | piece | 4057 | 0 | 0
| Server equipment | piece | 313 |  | 6
Computer equipment and office equipment Total |  |  | 8138 | 0 | 927
Compressors | Compressors (other) | piece | 414 | 0 | 8
| Substation compressors | piece | 16 |  | 0
Compressors Total |  |  | 430 | 0 | 8
Materials | Grounding devices are neutral | piece | 163 | 0 | 10
| Other materials | km | 166.04 |  | 0
|  | m sq. | 55698 |  | 0
|  | cubic m | 6787 |  | 0
|  | t | 744.003 |  | 0
|  | piece | 51825 | 0 | 4242
| Wood materials | cubic m | 3037 |  | 0
|  | piece | 80 |  | 0
| Steel materials | kg | 834.9 |  | 0
|  | km | 27.28 |  | 0
|  | m sq. | 57100 |  | 0
|  | t | 8076.0535 |  | 0
|  | piece | 44931.23 | 0 | 15
| Lightning cable | km | 96 |  | 2
|  | t | 32.2 |  | 0
| Electric tires | km | 0.68 |  | 0
|  | t | 2.75 |  | 0
|  | piece | 443 |  | 0
| Conveyor belt | km | 3 |  | 0
| Wire | km | 9 |  | 0
|  | t | 0.12 |  | 0
| Materials for electrical network repair | piece | 376 | 0 | 0
| Materials for the repair of the gas distribution network | kg | 192.4 |  | 0
|  | km | 4.2 |  | 0
|  | set | 32 |  | 0
|  | t | 0.181 |  | 0
|  | piece | 3833 |  | 0
| Metal cables | km | 20 |  | 0
Materials Result |  |  | 234514.0375 | 0 | 4269
Mechanisms | Jacks | piece | 703 |  | 18
| Other mechanisms | piece | 394 |  | 0
| Mechanisms are special | piece | 54 |  | 0
| A pump for various purposes | piece | 1847 | 0 | 22
| Hydraulic presses | piece | 20 |  | 2
Mechanisms Result |  |  | 3018 | 0 | 42
Surge limiters | High-frequency limiters | piece | 600 |  | 0
| Surge limiters | piece | 4987 | 0 | 18
| Dischargers | piece | 1467 | 0 | 176
Surge limiters Result |  |  | 7054 | 0 | 194
Olives | Automotive oils | t | 370.53 | 0 | 2.37
| Other olives | l | 800 |  | 0
|  | t | 242.22 | 0 | 1
|  | piece | 46 | 0 | 0
| Transformer oils | l | 201465 |  | 0
|  | t | 1272.56 | 0 | 151
Olives Total |  |  | 204196.31 | 0 | 154.37
Power line supports and equipment for them | Equipment for supports | piece | 5857 |  | 0
| Reinforced concrete supports | piece | 35077 | 0 | 327
| Other supports | piece | 1016 | 0 | 0
| Metal supports | piece | 143 |  | 0
| The supports are wooden | piece | 441 |  | 0
Power line supports and equipment for them Total |  |  | 42534 | 0 | 327
Fuel | Gasoline | t | 7372.41 |  | 120.1
| Gas | cubic m | 12.9 | 0 | 0
|  | t | 264.99 | 0 | 0
| Diesel | t | 23323.19 |  | 147.4
| Other fuel | t | 1.2 |  | 0
| Fuel for power plants | t | 24620 | 0 | 234
Fuel Total |  |  | 55594.69 | 0 | 501.5
Accounting devices | Measuring devices | set | 1 | 0 | 0
|  | piece | 14994 | 0 | 1604
| Other accounting devices | piece | 417 | 0 | 0
| Counters | piece | 156219 |  | 56186
Accounting devices Total |  |  | 171631 | 0 | 57790
Food products | Food products | piece | 60300 |  | 0
Food products Total |  |  | 60300 |  | 0
Relay protection and automation | Gas regulating points | piece | 42 |  | 0
| Other relay protection and automation equipment | piece | 3645 |  | 76
| Complete distribution device (KRP) | piece | 127 | 0 | 0
| Reactors | piece | 22 |  | 2
Relay protection and automation Total |  |  | 3836 | 0 | 78
Overalls and shoes | Overalls and shoes | piece | 19258 |  | 7422
Overalls and footwear Total |  |  | 19258 |  | 7422
Mixtures and liquids | Other liquids | cubic m | 1443 |  | 0
|  | t | 29.5 |  | 0
| Cooling liquids | t | 16.81 | 0 | 0
|  | piece | 5 | 0 | 0
| Special mixtures | cubic m | 19901.72 |  | 0
|  | t | 344.4332 | 0 | 0
|  | piece | 240 |  | 0
| Chemicals | kg | 2000 |  | 0
|  | t | 62575.86 | 0 | 97
|  | piece | 531 |  | 0
Mixtures and liquids Total |  |  | 87087.3232 | 0 | 97
Transformer equipment | Autotransformers | piece | 45 |  | 1
| Transformer inputs | piece | 197 | 0 | 42
| Other transformer equipment | set | 1 | 0 | 0
|  | piece | 546 | 0 | 100
| Mobile substations | piece | 106 | 0 | 14
| Block transformers | piece | 42 |  | 0
| Voltage transformers 110-220 kV | piece | 145 | 0 | 8
| Voltage transformers of 330 kV and above | piece | 16 | 0 | 0
| Voltage transformers 6-35 kV | piece | 444 | 0 | 32
| Regulating transformers | piece | 10 |  | 0
| Power transformers 10-40 kV | piece | 2122 | 0 | 190
| Power transformers 110-220 kV | piece | 100 |  | 4
| Power transformers up to 6 kV | piece | 832 | 0 | 6
| Current transformers (high voltage) | piece | 600 | 0 | 113
| Current transformers (low voltage) | piece | 2038 |  | 1500
| Current transformers (medium voltage) | piece | 2580 | 0 | 320
| Transformer substations of medium voltage | piece | 257 |  | 16
| Power transformers 330 kV and above | piece | 1 |  | 0
Transformer equipment Total |  |  | 10082 | 0 | 2346
Pipe products | Pipe products | km | 418.577 | 0 | 31.5
|  | m | 309 |  | 0
|  | t | 8724.502 | 0 | 5
|  | piece | 1092 |  | 0
| Pipes for laying the cable | km | 105.06 |  | 100
Pipe products Total |  |  | 10649.139 | 0 | 136.5
Turbogenerator equipment | Gas turbine installations | piece | 28 |  | 0
| Other turbogenerator equipment | km | 0.09 | 0 | 0
|  | m | 55 | 0 | 0
|  | piece | 346 | 0 | 0
| Steam turbines | piece | 4 |  | 0
| Turbines | piece | 112 |  | 0
Turbogenerator equipment Total |  |  | 545.09 | 0 | 0
Shields, cabinets, boxes, etc | Mobile premises | piece | 237 |  | 200
| Cabinets and drawers | piece | 36425 | 0 | 27202
| Control panels | set | 1 | 0 | 0
|  | piece | 161 |  | 2
| Block control panel | piece | 24 | 0 | 0
Shields, cabinets, boxes, other Total |  |  | 36848 | 0 | 27404
Modular buildings | Residential modules | set | 944 |  | 0
Modular buildings Total |  |  | 944 |  | 0

## EA_full_eng
Summary information on the needs of the fuel and energy sector of Ukraine as of 10.10.2024
Type of need | The kind of need | Full name of the need | Unit of measurement | Quantity | Priority-1 | Priority-2
Motor transport and special equipment | Car towers (car lifts with cradle) | Autolift | piece | 4 |  | 0
|  | SOCAGE T318 aerial platform on IVECO Daily 4x4 chassis | piece | 14 |  | 0
|  | Heavy traffic tower | piece | 5 |  | 0
|  | The car is specialized with a tower | piece | 1 |  | 0
|  | Car lift Ap-18 | piece | 14 |  | 0
|  | Car lifts, 36 m, 6x6 | piece | 1 |  | 0
|  | Car Iveco Daily 60C15 D double cab Autovyshka 18 m or similar | piece | 5 |  | 5
|  | AP-18 car lifts | piece | 40 |  | 10
|  | AP-30 type autolift or similar | piece | 3 | 0 | 0
|  | The car is specialized with a tower of 45 m | piece | 1 |  | 0
|  | Autohydraulic lift Autolift AP-30 (4x4) | piece | 4 |  | 0
|  | Autolift type AP-18 or similar | piece | 7 |  | 0
|  | Autolift/autohydraulic lift | piece | 1 |  | 1
|  | Autohydraulic lift (car lift) | piece | 1 |  | 0
|  | PAKSAN KT183 truck mounted on a Renault D12 chassis | piece | 4 |  | 0
|  | SOCAGE T318 on Renault Master chassis or similar | piece | 10 |  | 0
|  | CTE B-LIFT 187 truck mounted on IVECO Daily 60C16H3.0D chassis, or similar | piece | 1 |  | 0
|  | IVECO Daily 35S14 truck lift (lifting height up to 20 m) | piece | 6
| Car towers (car lifts with cradle) Total |  |  | 122 | 0 | 16
| Truck cranes | Liebherr LTM-1060 | piece | 1 |  | 0
|  | Truck crane | piece | 18 |  | 0
|  | Truck crane | piece | 1 |  | 0
|  | Truck crane 16t | piece | 1 |  | 0
|  | Truck crane 32 tons | piece | 1 |  | 0
|  | GROVE GMK 3055 mobile crane | piece | 1 |  | 0
|  | LIEBHERR LTM 1055 3.2 Autodaru mobile crane | piece | 1 |  | 0
|  | KS-5571 mobile crane based on MAZ-6317 6x6 chassis. | piece | 8 |  | 1
|  | Truck cranes | piece | 8 |  | 0
|  | Liebherr LTM 1050-3.1 mobile crane with a lifting capacity of up to 50 tons | piece | 1 |  | 0
|  | Crane is a manipulator | piece | 5 |  | 0
|  | Car crane | piece | 8 |  | 0
|  | A crane with a load capacity of 100 tons. | piece | 1 |  | 0
|  | Self-propelled crane Liebherr LTM 1050-3.1. Max. Load capacity 50 tons. | piece | 1 |  | 0
|  | Palfinger SANY (Austria) mobile crane based on MAN TGM 26.320 6x4 BB CH with a load capacity of 25 t or similar | piece | 2 |  | 0
|  | MAN car Autokran 20t or similar | piece | 1 |  | 1
|  | Truck crane 32 tons. 6x6 | piece | 1 |  | 0
|  | AUTOKRAN KS-45729А-С-02 | piece | 1 |  | 0
|  | Boom special crane | piece | 1 |  | 0
|  | KTA-28 mobile crane based on the KrAZ-65053 car or similar | piece | 3 |  | 2
|  | Mobile crane with a load capacity of 32 tons based on the KrAZ-6322 all-wheel drive chassis (6x6) | piece | 1 |  | 0
|  | XCMG QY25K5D mobile crane | piece | 1 |  | 0
|  | Mobile crane PALFINGER SANY Palfinger Sany SRC 250 MAN TGM 26.320 6x4 BB CH (wheel formula 6x4) | piece | 1 |  | 0
|  | On-board vehicle with a manipulator crane based on ISUZU (or similar) | piece | 4 |  | 0
|  | Mobile crane with a carrying capacity of 25-30 tons | piece | 5 |  | 0
|  | A mobile crane with a carrying capacity of >25 tons | piece | 1 |  | 1
|  | A hydraulic truck crane with a load capacity of 25 tons, on a car chassis with a 6 x 6 wheel formula), or similar. | piece | 4 |  | 2
|  | Liebherr LTM 1080 or LTM 1090 mobile crane or similar | piece | 2 |  | 0
|  | On-board vehicle with a manipulator crane | piece | 1 |  | 0
|  | Truck crane 40 t | piece | 1 |  | 0
|  | Automobile crane, 16 t | piece | 1 |  | 0
|  | Automobile crane, 32 t | piece | 1 |  | 0
|  | On-board vehicle with a 5 t manipulator crane | piece | 2 |  | 0
|  | Self-propelled jib crane LIEBHERR LTM 1050 - 3.1 (v\n 50 t), or similar | piece | 2 |  | 0
|  | Full-turn jib crane | piece | 1 | 0 | 0
|  | 25 t mobile crane on a 6x6 chassis | piece | 4 |  | 0
|  | Boom car crane, load capacity 16-20 tons | piece | 1 |  | 0
|  | Overhead electric single-girder overhead crane with a load capacity of 2.0 tons; span 12.0 m; lifting height 13 m /KMP-2.0-14.40- 12.00 -13.00-А5/ | piece | 2 |  | 0
|  | XCMG XCT12L4 12 ton mobile crane | piece | 1 |  | 0
|  | XCMG XCT16-1 mobile crane (load capacity 16 t) | piece | 5
| Truck cranes Total |  |  | 106 | 0 | 7
| Brigade cargo-passenger cars | Renault EXPRESS (5-seater) ZEN | piece | 40 |  | 5
|  | Renault Logan (or similar) | piece | 29 |  | 4
|  | Toyota Hilux 4*4 pickup truck or similar | piece | 697 | 0 | 12
|  | Emergency car with kung and welding post | piece | 4 |  | 0
|  | Mitsubishi L200 4x4 brigade car | piece | 38 | 0 | 0
|  | Cargo and passenger car | piece | 3 |  | 0
|  | Passenger car | piece | 18 |  | 0
|  | 4x4 passenger car with at least 8 seats | piece | 4 |  | 0
|  | The car is a passenger SUV | piece | 7 |  | 0
|  | Motor transport for emergency services | piece | 1 |  | 0
|  | Board car | piece | 2 |  | 0
|  | IVECO DAILY 35C15D on-board car | piece | 2 |  | 0
|  | On-board vehicle with increased cross-country ability | piece | 2 |  | 0
|  | Squad car | piece | 6 |  | 0
|  | Isuzu NPR 75L-M chassis truck | piece | 6 |  | 0
|  | Cargo on-board awning, cabin 5 seats | piece | 46 |  | 0
|  | Cargo-passenger all-metal car (with a double passenger cabin) H2L3 | piece | 12 |  | 0
|  | AVTR-AB62V4423 patrol bus on Iveco Eurocargo chassis | piece | 7 |  | 0
|  | Watch car AVTR-AB2S4409 on ISUZU NPS chassis | piece | 7 |  | 0
|  | Passenger car | piece | 4 |  | 0
|  | Minibus | piece | 24 |  | 0
|  | FORD TRANSIT minibus | piece | 2 |  | 0
|  | Pickup "Ford Ranger" 1996 cm³ (170 hp) XLT | piece | 5 |  | 0
|  | 4x4 pickup truck | piece | 52 |  | 0
|  | Pickup truck Mitsubishi L200 | piece | 2 |  | 0
|  | Specialized car | piece | 8 |  | 0
|  | Van | piece | 7 |  | 0
|  | Brigade van "IVECO Daily55S18 4x4" or equivalent | piece | 44 |  | 8
|  | Vans and trucks | piece | 49 |  | 0
|  | RENAULT MASTER | piece | 2 |  | 0
|  | Multifunctional vehicle for emergency and recovery services of the Peugeot Boxer type with a generator (5 units) and with equipment necessary for construction and installation work | piece | 5 |  | 0
|  | Toyota PROACE or similar | piece | 46 |  | 0
|  | Multifunctional vehicle for emergency and repair services (KUNG) | piece | 3 |  | 0
|  | Armored car | piece | 6 | 0 | 0
|  | Volkswagen T6 4x4 or similar | piece | 852 | 0 | 38
|  | Pickup "Ford Ranger" | piece | 4 |  | 0
|  | Passenger car for personnel transportation | piece | 36 |  | 0
|  | Brigade van based on an ISUZU NPR75 (4X4) car with a winch (or analogue) | piece | 32 |  | 0
|  | Truck-passenger car (with an electric engine) for 5 seats with a 4x2 wheel formula of the Peugeot e-Rifter type | piece | 13 |  | 0
|  | Brigade vehicle TK-IV-APM based on IVECO DAILY 55 SW (4X4) brigade van 6+1 seats with winch (or similar) | piece | 24 |  | 0
|  | Squad car TK-TGM-13.250 4x4, 6+1 seats with a winch and autonomous heating based on the MAN-TGM-13.250 car | piece | 3 |  | 0
|  | Brigade vehicle TK-IV-ARM based on IVECO EUROCARGO MLC110E22WS 4X4 | piece | 3 |  | 0
|  | SUV 4x4 | piece | 1 |  | 0
|  | Pickup or SUV 4x4 | piece | 10 |  | 0
|  | Cargo-passenger car | piece | 5 |  | 0
|  | Mitsubishi L200 or similar | piece | 5 |  | 0
|  | passenger cars, SUVs | piece | 2 |  | 0
|  | Passenger car, off-road pickup truck | piece | 1 | 0 | 0
|  | SUV | piece | 1 |  | 0
|  | Mitsubishi L200 car or similar | piece | 22 |  | 10
|  | Ford Ranger car or equivalent | piece | 10 |  | 10
|  | Car Iveco daily 4x4 double cab Car workshop or similar | piece | 20 |  | 20
|  | car PEUGEOT RIFTER (or similar) | piece | 10 |  | 0
|  | Brigade cargo-passenger car (emergency repair shop) | piece | 1 |  | 0
|  | 4x4 off-road team vehicle with a winch based on the "ISUZU" vehicle | piece | 20 |  | 0
|  | JAC double cab truck. | piece | 10 |  | 2
|  | Peugeot Boxer 435 L3H2 | piece | 4 |  | 1
|  | Renault Master L3H1 truck (or similar) | piece | 10 |  | 0
|  | PEUGEOT Boxer Chassis - Double Cab | piece | 3 |  | 0
|  | PEUGEOT RIFTER | piece | 2 |  | 0
|  | A brigade car on a chassis | piece | 2 | 0 | 0
|  | Brigade vehicle on IVECO Eurocargo chassis | piece | 6 |  | 0
|  | Squad car (duty bus) with cargo and passenger compartments, with a front and rear winch. Passenger compartment for 8 seats, wheel formula 4x4 | piece | 7 |  | 3
|  | Cargo-passenger van FORD TRANSIT | piece | 1 |  | 0
|  | Volkswagen T6 4*4 (or similar) | piece | 9 |  | 0
|  | Ford Transit Van Pack Van R350L2H2 125 Ambiente Plus (or similar) | piece | 57 | 0 | 14
|  | A specialized car of the emergency dispatch service | piece | 79 |  | 0
|  | Volkswagen T6 4*4 (or similar) | piece | 18 |  | 0
|  | Opel Vivaro cargo. 2.0 | piece | 17 | 0 | 0
|  | GREAT WALL WINGLE 6 brigade pickup truck | piece | 2 |  | 0
|  | Brigade vehicle TK-IV-ARM on IVECO DAILY 55 SW chassis | piece | 14 |  | 0
|  | Passenger car SITROEN SpaceTourer L3 (8 seats) | piece | 13 |  | 0
|  | DONGFENG DFH 5120 dump truck | piece | 2 |  | 0
|  | ISUZU NPR 75 LK flatbed truck | piece | 5 |  | 0
|  | Toyota Hilux 4*4 pickup truck or similar | piece | 1 |  | 0
|  | All-wheel drive all-metal passenger van, 4-6 seats, with a compartment for tools. | piece | 2 |  | 0
|  | On-board car (mini-truck with a two-row cab) or similar | piece | 1 |  | 0
|  | "GREAT WALL WINGLE 7" brigade pickup truck 4x4 with kung and roof rack, or similar | piece | 30 | 0 | 15
|  | Special 4x4 emergency vehicle, 7-seater cabin | piece | 1 |  | 0
|  | 6-seater crew car with a compartment for materials and a platform for a mini excavator | piece | 1 |  | 0
|  | Cargo pick-up for operational crews to restore power supply | piece | 8 |  | 4
|  | Off-road vehicle, OVB | piece | 10 |  | 0
|  | brigade car RENAULT MASTER | piece | 3 |  | 0
|  | Renault Master Double CAB 2.3D MT (150 hp) L4 | piece | 3 |  | 0
|  | A team vehicle based on the IVECO Eurocargo 4x4 chassis or similar for updating the worn-out vehicle fleet to increase efficiency during emergency recovery work | piece | 8 |  | 4
|  | Specialized emergency repair workshop vehicle | piece | 3 | 0 | 0
|  | Toyota Hilux 4*4 | piece | 8 |  | 0
|  | Ford Transit Van Pack Van R350L2H2 125 Ambiente Plas | piece | 36 |  | 0
|  | Volkswagen T6 4*4 | piece | 15 |  | 0
|  | PEUGEOT LANDTREK car | piece | 1 |  | 0
|  | Car PEUGEOT RIFTER | piece | 20 |  | 0
|  | ADS car | piece | 21 | 0 | 0
|  | Pick-up (4x4) Ford Ranger (specialized ADS vehicles with equipment (tools, devices), or similar | piece | 1 |  | 0
|  | Cargo-passenger car | piece | 9 |  | 0
|  | Car | piece | 31 |  | 0
|  | Brigade cargo-passenger car | piece | 1 |  | 0
|  | Pickup truck (all-wheel drive) | piece | 4 |  | 0
|  | Buses (minibus) with the number of seats at least 8 | piece | 12 |  | 0
|  | Brigade car | piece | 10 |  | 0
|  | Brigade-passenger car | piece | 9 |  | 0
|  | Squad car | piece | 50 |  | 0
|  | Cargo-passenger car (category B, 5 seats, manual transmission) Peugeot Rifter | piece | 4 |  | 0
|  | Passenger car (category B, 5 seats, manual transmission) VW Caddy | piece | 4 |  | 0
|  | Brigade van "Ford Transit" or equivalent | piece | 10 |  | 0
|  | The car is a truck | piece | 2 |  | 0
|  | Cargo van (4x4) Volkswagen Crafter (specialized ADS vehicles with equipment (tools, devices), or similar | piece | 5 |  | 2
|  | Pickup (4x4) Ford Ranger (specialized ADS vehicles with complete set (tools, devices) | piece | 15 |  | 0
|  | Cargo van (4x4) Volkswagen Crafter (specialized ADS vehicles with equipment (tools, devices) | piece | 16
|  | Cargo-passenger van Ford Transit Van (specialized ADS vehicles with complete set (tools, devices) | piece | 27
|  | Cargo-passenger van Ford Transit Van | piece | 240
| Brigade cargo-passenger cars Total |  |  | 3148 | 0 | 152
| Cars for the transportation of reinforced concrete pillars (carriers) | IVECO-AMT EuroCargo ML210E28WS (6x6) | piece | 1 |  | 0
|  | RENAULT Premium Lander 450.26 | piece | 1 |  | 0
|  | Renault Range T/T-Series | piece | 1 |  | 0
|  | Flatbed car, 14.6 tons, 6x6 | piece | 4 |  | 0
|  | Semi-trailer 26m for transportation of SK-26 supports | piece | 1 |  | 0
|  | A truck with a semi-trailer with a carrying capacity of 25 tons for the transportation of supports and a crane-manipulator installation of 8 tons. Transportation of supports, wires and transformers | piece | 2 |  | 0
|  | On-board semi-trailer/railcar for a semi-trailer truck | piece | 2 |  | 0
|  | Special transport for the transportation of heavy-duty supports and oversized cargo (components: KIS-3PS open side shift semi-trailer with manipulator (HIAB X-HIDUO 228 B-2. (BL228HD01964) and FORD Trucks 3542T 6x4 tractor) | piece | 2 |  | 0
| Vehicles for the transportation of reinforced concrete supports (semi-trailers) Total |  |  | 14 |  | 0
| Cars with a manipulator | A car with a crane-manipulator and a basket up to 5 tons | piece | 1 |  | 0
|  | On-board car with FORD TRUCKS 3542 manipulator crane or similar | piece | 1 |  | 0
|  | Truck with manipulator | piece | 5 |  | 0
|  | Manipulator car MAN 19.414 Komplekt 2000 | piece | 2 |  | 0
|  | A truck with a semi-trailer and a manipulator | piece | 4 |  | 0
|  | Truck on-board car with a manipulator | piece | 5 |  | 0
|  | Crane is a manipulator | piece | 5 |  | 0
|  | Basic manipulator crane (auto tower), boom reach 24 m, based on MAN TGM 18.250 4x2 or similar | piece | 1 |  | 0
|  | cargo self-loader (cargo with a manipulator crane) 5t or more | piece | 4 |  | 0
|  | Dasan DS340 34m hydraulic lift on MAZ 5302 4*4 chassis (or similar) | piece | 4 |  | 1
|  | Fassi F175A manipulator crane | piece | 1 |  | 0
|  | Basic crane manipulator Fassi F 135 A.0.2 5 | piece | 1 |  | 0
|  | A crane-manipulator installation with drilling equipment and bearings for the transportation of supports on the basis of an off-road vehicle Iveco EuroCargo ML 150 4x4 or similar | piece | 5 |  | 0
|  | On-board vehicle with a crane-manipulator installation | piece | 1 |  | 1
|  | A truck with a CMU HIAB X-CL 16 B3 with a semi-trailer | piece | 3 |  | 1
|  | Volvo FM 330 truck with HIAB 144 E-4 HIPRO manipulator | piece | 1 |  | 1
|  | Manipulator | piece | 1 | 0 | 0
|  | Cars with a manipulator | piece | 1 |  | 0
|  | Special transport (SOMET XS700 A1 crane-manipulator installation on IVECO DAILY 60С15D chassis and TK-IV-KM on-board vehicle) | piece | 3 |  | 0
|  | A car with a manipulator for the delivery of mining rescue equipment | piece | 1 |  | 0
|  | A truck with a manipulator | piece | 1 |  | 0
|  | On-board vehicle with a manipulator crane on a Ford Trucks 1833 chassis | piece | 1 |  | 0
|  | Truck with manipulator | piece | 1 |  | 0
|  | Cargo on-board (with manipulator crane, load capacity – 5 t) | piece | 5
| Cars with a manipulator Total |  |  | 58 | 0 | 4
| Dump trucks | cars with a weight capacity of 10 tons | piece | 1 |  | 0
|  | The car is a dump truck | piece | 3 |  | 0
|  | Dump truck | piece | 2 |  | 0
|  | Dump truck up to 10 tons. | piece | 3 |  | 0
|  | HOWO dump truck Chassis 6X4, 20 tons | piece | 2 |  | 0
|  | Truck | piece | 4 |  | 0
|  | Cargo dump truck | piece | 5 |  | 0
|  | dump truck | piece | 27 |  | 0
|  | Dump truck MAN TDG 41.460 8X8 B/B, Euro 6, Meiler Kiper, Allra | piece | 1 |  | 0
|  | 5 t dump truck | piece | 1 |  | 0
|  | Dump truck with three-way unloading based on MAN TGM 18.250 4x2 BB CH with a carrying capacity of 12 t or similar | piece | 1 |  | 0
|  | Dump truck | piece | 1 |  | 1
|  | 13m3 grain dump truck based on Dongfeng DFH1140BX1V | piece | 1 |  | 0
|  | Dump truck UAK 10 t on IVECO EuroCargo side 600 mm | piece | 1 |  | 0
|  | Truck Dump truck 5-10 t | piece | 1 |  | 0
|  | Dump truck TGM 18.250 4x2 BL CH | piece | 1 |  | 0
|  | DUMPER 10 T | piece | 1 |  | 0
|  | Dump truck | piece | 3 |  | 0
|  | DAF dump truck | piece | 8
| Dump trucks Total |  |  | 67 |  | 1
| Trucks | Car "KRAZ-250" | piece | 2 |  | 0
|  | Car tractor up to 25 tons. | piece | 3 |  | 0
|  | Tractor truck, 25 tons | piece | 5 |  | 0
|  | Tractor truck, 25 t, 6x6, sleeper cab with drop-down trailer | piece | 2 |  | 0
|  | Tractor unit | piece | 5 |  | 0
|  | Tractor unit with semi-trailer | piece | 1 |  | 0
|  | Automobile tractor | piece | 2 |  | 0
|  | Tractor unit | piece | 10 |  | 0
|  | Car Ford 1842XHR Tractor or similar | piece | 2 |  | 2
|  | Semi-trailer MAZ-938660 or similar | piece | 2 |  | 2
|  | Car with Trawl 80 t or similar | piece | 1 |  | 1
|  | Tractor unit | piece | 14 |  | 0
|  | Tractor unit | piece | 2 | 0 | 0
|  | Tractor unit on a 6x4 chassis | piece | 2 |  | 0
|  | Tractor with semi-trailer (12 m) | piece | 2
| Tractor vehicles Total |  |  | 55 | 0 | 5
| Truck loaders | Truck loader | piece | 8 |  | 0
|  | Forklift "MANITOU MLT-X 625 - 75 H" | piece | 1 |  | 0
|  | Diesel forklift truck | piece | 1 |  | 0
|  | Forklift electric 3t | piece | 2 |  | 0
|  | Telescopic loader | piece | 2 |  | 0
|  | Front loader diesel | piece | 1 |  | 0
|  | Electric forklift | piece | 1 |  | 0
|  | Platform electric car with a cabin | piece | 2 |  | 0
|  | Wheeled mini loader | piece | 2 |  | 0
|  | JCB 155 mini loader | piece | 1 |  | 0
|  | Industrial forklift truck JCB TLT 35D 2WD CONSTRUCTION | piece | 1 |  | 0
|  | Telescopic loader MANITOU MLT-X735 (or similar) | piece | 2 |  | 0
|  | JCB 435S front loader | piece | 1 |  | 0
|  | Fork loader | piece | 1 |  | 0
|  | Telescopic loader | piece | 4 |  | 0
|  | Front loader | piece | 4 |  | 0
|  | Telescopic loader MERLO TF50.8-TCS-Cvtronic | piece | 8 |  | 0
|  | TOYOTA 32-8FGF25 | piece | 1 |  | 0
|  | Forklift "Manitou MI 70 D (G)" | piece | 1 |  | 0
|  | BOB CAT S-450 skid steer | piece | 1 |  | 0
|  | Telescopic loader DIECI Agri Star 38.10 — (carrying capacity 3.8t, lifting height 9.75m). | piece | 1 |  | 0
|  | Forklift truck Toyota 8FDF35 (or analogue no worse) | piece | 3 |  | 0
|  | Telescopic loader | piece | 1 |  | 0
|  | Telescopic loader | piece | 3
|  | Forklift | piece | 1
| Forklifts Total |  |  | 54 |  | 0
| Car lifts | Comet New EuroSky 28 telescoping auto hydraulic lifter on a Ford Trucks 1833 DC chassis | piece | 1 |  | 0
|  | Auto-hydro lift with a height of 28 m. | piece | 2 |  | 0
|  | SOCAGE car lift model DA328 (28m) | piece | 1 |  | 0
|  | Car lift | piece | 6 |  | 0
|  | Lift type A50 or UPA60 for overhaul of wells | piece | 2 |  | 0
|  | Auto lift AP-22 (4x4) | piece | 5 |  | 0
|  | hydraulic car lift with a lifting height of the working platform from 40 m on the chassis of a MERSEDES - BENZ AROCS truck with a 6x6 wheel formula | piece | 3 |  | 2
|  | TA-60 4*4 car lift with ALTEC installation (manufacturer in the USA) with a console crane similar to AT-20/7 4*4 car lift with KLUBB EGI E20P installation (France manufacturer) with a special workshop integrated into the car lift | piece | 8 |  | 0
|  | Truck lift with a lifting height of 30-34 m based on an IVECO 4x4 chassis (or similar) | piece | 1 |  | 0
|  | Car lift with a lifting height of the working platform of 18 m with a 4-door, 5-seater (including the driver's seat) cabin, or similar. | piece | 26 |  | 13
|  | Car lift, 18 m. | piece | 4 |  | 0
|  | Car lift h=45 m on a 6x6 chassis | piece | 4 |  | 0
|  | COMET 19/2/14 HQ hydraulic truck hydraulic lift (on IVECO DAILY DUAL CAB chassis) COMET 19 truck hydraulic lift ¦ 2 ¦ 9 (11) HQ on Iveco Daily chassis | piece | 3 |  | 0
| Lifts Total |  |  | 66 |  | 15
| Road transport (other) | Bus | piece | 14 |  | 1
|  | Watch bus | piece | 5 |  | 0
|  | Platform semi-trailer (trawl) | piece | 4 |  | 0
|  | Mobile emergency repair workshop | piece | 8 |  | 0
|  | City bus | piece | 2 |  | 0
|  | Mitsubishi L200 OVB Special Vehicle (or similar) | piece | 8 |  | 0
|  | Passenger car 4x4 Renault Daster (or similar) | piece | 4 |  | 0
|  | Watch car | piece | 4 |  | 0
|  | Excavators | piece | 4 |  | 0
|  | Passenger cars | piece | 2 |  | 0
|  | Bus or minibus | piece | 4 |  | 0
|  | Gas station car | piece | 2 |  | 0
|  | Volkswagen T6 4*4 (or similar) | piece | 23 |  | 0
|  | ord Transit Van Pack Van R350L2H2 125 Ambiente Plus (or similar) | piece | 8 |  | 0
|  | Brigade cargo-passenger cars | piece | 1 |  | 0
|  | Passenger bus with 30-35 seats | piece | 1 |  | 0
|  | Off-road vehicles 4*4 | piece | 10 |  | 0
|  | Passenger car (body type – sedan) | piece | 33
|  | Van Ford Transit Courier | piece | 99
|  | Ford Transit minibus | piece | 23
|  | Bus IVECO Crossway | piece | 4
|  | IVECO DAILY on-board truck | piece | 17
| Motor transport (other) Total |  |  | 280 |  | 1
| Drilling and crane machines | Drilling machine MRK-750 or similar | piece | 2 |  | 0
|  | Drilling rig | piece | 2 |  | 0
|  | Drilling and crane machine "BKM-2M" | piece | 19 |  | 0
|  | Drilling and crane installation | piece | 4 |  | 0
|  | The TK-FDT-BKM drilling-crane machine based on IVECO Eurocargo ML110 (4x4) | piece | 5 |  | 0
|  | Horizontal drilling rig D10x15 S3 Ver-meer (with appropriate rods, nozzles and bentonite mixing and feeding system) | piece | 2 |  | 0
|  | Horizontal directional drilling rig | piece | 1 |  | 1
|  | Yamobur MRK-750 or analogue, based on all-terrain vehicle, wheel base 6x6 | piece | 3 |  | 3
|  | BKM-2M DRILLING AND CRANE MACHINE based on the HTZ-150K-09-25-14A tractor with a mechanical drill rotation drive | piece | 2 |  | 0
|  | BKU Drilling and crane machine BKM-2M based on the tractor KhTZ-150K, KhTA-250 | piece | 1 |  | 0
|  | Drilling and crane machines Renault D or similar | piece | 10 |  | 0
|  | Drilling and crane machine | piece | 1 |  | 0
|  | Drilling rig (diameter – 300 mm, depth – 20 m) | piece | 1
| Drilling and crane machines Total |  |  | 53 |  | 4
| Excavators | Bobcat | piece | 3 |  | 0
|  | Crawler bulldozer | piece | 6 |  | 0
|  | Crawler bulldozer, dump capacity - 21 m3 | piece | 1 |  | 0
|  | T120N-3 bulldozer | piece | 1 |  | 0
|  | Excavator | piece | 16 | 0 | 5
|  | Excavator - loader 3CX | piece | 4 |  | 0
|  | Excavator - loader 5CX | piece | 3 |  | 0
|  | Excavator "JCB" 3CX Compact | piece | 2 |  | 0
|  | Excavator "JCB" 3CX Sitemaster | piece | 7 |  | 0
|  | Excavator JCB 3CX 14H5WM | piece | 1 |  | 0
|  | JCB excavator or similar | piece | 2 |  | 0
|  | Crawler single-bucket excavator | piece | 7 |  | 0
|  | Wheel excavator 160W | piece | 2 |  | 0
|  | Wheel excavator JCB JS175W | piece | 1 |  | 0
|  | Backhoe loader JCB 4CX SITEMASTER 100 hp | piece | 2 |  | 0
|  | Backhoe loaders JCB 3CX Sitemaster or similar | piece | 12 |  | 0
|  | Backhoe loader | piece | 18 |  | 0
|  | Backhoe loader HIDROMEK 102 | piece | 1 |  | 0
|  | Excavator-loader on wheels | piece | 3 |  | 0
|  | Mini excavator Hyundai Doosan DX17Z-5 | piece | 2 |  | 0
|  | Mini excavator with a digging depth of up to 1.5 m. Repair of cable lines | piece | 3 |  | 0
|  | Mini excavator JCB 15C-1/JCB 16C-1/JCB 8018 | piece | 1 |  | 0
|  | Bulk loader Terex Fuchs MHL350C | piece | 1 |  | 0
|  | Wheel excavator JCB JS160W with additional attachments | piece | 1 |  | 0
|  | Excavator loader | piece | 3 |  | 0
|  | CATERPILLAR 428F excavator | piece | 2 |  | 0
|  | Excavator loader JCB or similar | piece | 1 |  | 0
|  | Backhoe loader TARSUS 885 | piece | 1 | 0 | 0
|  | Mini excavator with a digging depth of up to 1.5 m | piece | 3 |  | 0
|  | Backhoe loader (JCB ZСХ or similar) | piece | 2 |  | 0
|  | Excavator - loader BOBCAT B780 | piece | 1 |  | 0
|  | Excavators, 0.3m3 bucket, drill, jackhammer | piece | 1 |  | 0
|  | Dressta TD-15M bulldozer or equivalent (swamp drainer) | piece | 1 |  | 0
|  | A bulldozer with the following technical characteristics: - diesel, 4-stroke with turbocharging, with an air cooler, with electric control | piece | 1 |  | 0
|  | SINOMACH excavator model ZG3255LC-9C with boom ≥ 7.1 m | piece | 1 |  | 0
|  | Excavator loader JCB model 4СX SITEMASTER | piece | 2 |  | 0
|  | Backhoe loader BOBCAT B730 R (complete with attachments for cleaning) | piece | 1 |  | 0
|  | All-round excavator | piece | 1 |  | 0
|  | Backhoe loader JCB 4СХ | piece | 1 |  | 0
|  | Excavators of the GCB 3 type | piece | 4 |  | 0
|  | Universal backhoe loader JCB 3 CX (with additional equipment - narrow bucket, quick release, fork, hydraulic hammer) | piece | 3 |  | 0
|  | Excavator JCB 3СХ | piece | 22
| Excavators Total |  |  | 151 | 0 | 5
| Electrotechnical laboratories | Car specialized emergency repair shop TK-IV-ARM (based on Iveсo DAILY35С13, 4x2 car) | piece | 1 |  | 0
|  | Electrolaboratory "ETL-35K" | piece | 2 |  | 0
|  | Electrical engineering laboratory | piece | 2 |  | 1
|  | Laboratory ETL-35 | piece | 2 |  | 0
|  | GAZOMAT mobile laboratory (or similar) | piece | 5 |  | 0
|  | Mobile gas leak detection laboratory GAZOMAT VSR MK 3 Digital Inspectra included | piece | 6 |  | 0
|  | Laboratory electrotechnical mobile combined ETL-35K with TV-3 and K-540 4PS (or analogue) based on a Renault Master car (or analogue) | piece | 6 |  | 0
|  | Mobile electrotechnical laboratory KAEL-5 (or analogue) based on the Renault Master L2H2 car (or analogue) | piece | 10 |  | 0
|  | Mobile electrical laboratory for high-voltage testing of 150kV substations | piece | 1 |  | 0
|  | Mobile cable testing electrical laboratory (KAEL-5) | piece | 1 | 0 | 0
|  | Mobile electrotechnical laboratory KAEL-5 on the chassis of a RENAYLT MASTER L3H3 car, or similar. | piece | 2 |  | 1
|  | 10-kV electrical laboratory manufactured by BAUR (Germany) | piece | 2 |  | 0
|  | The electric laboratory with the P-07K burning unit is installed on the basis of the IVECO Daily 4*4 car | piece | 5 |  | 0
|  | Special 4x4 emergency vehicle, workshop | piece | 1 |  | 0
|  | 35-kV electrical laboratory manufactured by BAUR (Germany) | piece | 1 |  | 0
|  | SebaKMT electrical engineering laboratory | piece | 2 |  | 0
|  | ETL-35K mobile electrical engineering laboratory | piece | 1 |  | 0
| Electrotechnical laboratories Result |  |  | 50 | 0 | 2
| Car trailers | Dray | piece | 1 |  | 0
|  | Lorry (carriage) for transportation of an OPTIMA car | piece | 1 |  | 0
|  | Heavy-duty semi-trailer (trawler) | piece | 5 |  | 0
|  | Platform semi-trailer (trawl) | piece | 6 |  | 0
|  | Tanker semi-trailer for the transportation of methanol | piece | 25 |  | 0
|  | ALM Damper Lowbed platform | piece | 1 |  | 0
|  | Car platform | piece | 4 |  | 0
|  | Multifunctional mobile trailer for emergency repair services | piece | 3 |  | 0
|  | Trailer for cable drums KW 73 | piece | 2 | 0 | 1
|  | A trailer for the transportation of supports | piece | 9 |  | 2
|  | Platform semi-trailer, on-board | piece | 2 |  | 0
|  | A semi-trailer for a tractor unit | piece | 3 |  | 0
|  | Trailer for transporting 20-foot containers | piece | 1 |  | 0
|  | Semi-trailer for 20 and 40-foot containers | piece | 1 |  | 0
| Car trailers Total |  |  | 64 | 0 | 3
| Special equipment (other) | Sanitizer car | piece | 1 |  | 0
|  | Autonomous gas station | piece | 1 |  | 0
|  | ATZ-11 CAR FUEL FILLER | piece | 12 |  | 0
|  | Asphalt rink | piece | 1 |  | 0
|  | Petrol truck (refueling station) | piece | 5 |  | 0
|  | Drilling machine | piece | 1 |  | 0
|  | Trolley | piece | 10 |  | 0
|  | Vacuum polywasher cleaning machine | piece | 1 |  | 0
|  | Electric locomotive 4.5 ARP complete with two PZS630 batteries on a 900mm track | piece | 1 |  | 0
|  | Railway tanker for the transportation of methanol | piece | 18 |  | 0
|  | MT-2010 mining dump truck catalyst | piece | 1 |  | 0
|  | Coiled tubing units | piece | 5 |  | 0
|  | Forest mulcher Bobcat FRC200HT based on the Bobcat T770 loader (tracked) | piece | 1 |  | 0
|  | Manipulator rear mower RASCO FLEXIMA 5000 with TORNADO 1300S mowing attachment | piece | 1 |  | 0
|  | Wire and cable tensioning machine "ARS608" | piece | 1 |  | 0
|  | The machine is reversible | piece | 1 |  | 0
|  | Mulcher | piece | 2 |  | 0
|  | Mulcher based on the HTA-200 tractor | piece | 2 |  | 0
|  | Branch shredder AM-120BD MAX | piece | 3 |  | 0
|  | Fire truck | piece | 2 |  | 0
|  | Self-propelled tracked mulcher PrimeTech PT-300 TIER 3A/Stage IIIA | piece | 1 |  | 0
|  | Special emergency vehicle with a tank | piece | 1 |  | 0
|  | Thermal bunker | piece | 1 |  | 0
|  | Installations for horizontal drilling | piece | 12 |  | 0
|  | Cementing unit | piece | 2 |  | 0
|  | Cementing aggregate type CA 320 | piece | 3 |  | 0
|  | Tire 12.00-24 L5S 20 PR TT for ACY, ST-2D | piece | 4 |  | 0
|  | Tire 16.00-25 L5S 32 PR TT for RAUS | piece | 4 |  | 0
|  | Tire 18.00-25 L5S 32PR TL for MT-2010 | piece | 8 |  | 0
|  | Tire 23.5-25 E3/L3 20 PR TL for Shantui | piece | 4 |  | 0
|  | Tire 26.5-25 E3/L3 28PR TL for Hyundai | piece | 4 |  | 0
|  | slither | piece | 1 |  | 0
|  | VSR-INSPECTRA MK3 mobile laser laboratory based on a Renault or Peugeot car | piece | 1 |  | 0
|  | Simex CHD 120 chain trencher | piece | 1 |  | 0
|  | A special high-terrain vehicle (a pump unit with a capacity of 8-12 m3 and a high-pressure pump with a capacity of at least 30 m3/h) | piece | 2 |  | 0
|  | Heavy-duty tank car with a centrifugal pump (volume 10-12 m3) | piece | 2 |  | 0
|  | Oil tanker | piece | 1 |  | 0
|  | Loader | piece | 2 |  | 0
|  | ELECTRONIC LOADER CPD35-A3LiH4-M FFT 4000 (or analogue) | piece | 1 |  | 0
|  | Pipelayers | piece | 4 |  | 0
|  | Disc asphalt cutter with bulldozer blade | piece | 1 |  | 0
|  | Tire fitting stand for car wheels | piece | 1 |  | 0
|  | Automatic balancing stand for car wheels | piece | 1 |  | 0
|  | Diving platform with pressure chamber | set | 1 |  | 0
|  | ShcheporIz, ARPAL MK-170TR-B branch shredder for wood chips with hydraulic supply, or similar | piece | 8 |  | 4
|  | The vacuum car is sanitary | piece | 1 |  | 1
|  | Emergency repair car (workshop) | piece | 5 |  | 0
|  | A truck with a semi-trailer with a carrying capacity of 25 tons for the transportation of supports and a crane-manipulator installation of 8 tons | piece | 2 |  | 1
|  | Tractor-based chipper | piece | 1 |  | 0
|  | Mobile automatic gas distribution station (pressure reducing station) Productivity of 3000 m3/hr inlet pressure of 75 bar and outlet pressure of 3-12 bar | piece | 4 |  | 0
|  | Mobile automatic gas distribution station (pressure reducing station) Productivity of 10,000 m3/hr inlet pressure of 75 bar and outlet pressure of 3-12 bar | piece | 2 |  | 0
|  | Mobile automatic gas distribution station (pressure reducing station) Productivity of 30,000 m3/hr inlet pressure of 75 bar and outlet pressure of 3-12 bar | piece | 4 |  | 0
|  | Mini gas station for diesel fuel, Eurocube, fuel dispenser BENZA 220-40 | piece | 6 |  | 0
|  | UPKT-30 piercing installation | piece | 3 |  | 0
|  | Mobile pumping station (diesel) | piece | 2 |  | 0
|  | An ambulance | piece | 1 |  | 0
|  | 20' Oil Tank Container (T11, T22, T23) | piece | 2 |  | 0
|  | Hydraulic system for moving heavy loads | piece | 1 |  | 0
|  | Turntable | piece | 1 |  | 0
|  | Jack with a hydraulic station | piece | 6 |  | 0
|  | Shantui L55-B5 wheel loader | piece | 1 |  | 0
|  | AC fire truck | piece | 1 |  | 0
|  | Dump truck JAC N90 | piece | 1 |  | 0
| Special equipment (other) Total |  |  | 185 |  | 6
| Tractors | BKM — 2M based on KhTZ 150K-09 | piece | 7 |  | 2
|  | Tractor (with dumper, brush, scythe, bunker for sand-salt mixture, trailer) | piece | 10 |  | 0
|  | Wheeled tractor | piece | 2 | 0 | 1
|  | Tractors | piece | 4 |  | 2
|  | Tractors and excavators | piece | 6 |  | 0
|  | Tractor | piece | 2 |  | 0
|  | Wheeled tractor | piece | 1 |  | 1
|  | Changfa CFE904 tractor (90hp) | piece | 1 |  | 0
|  | BKM-2M based on the XTA-200 tractor with a hydraulic drill rotation drive or similar. | piece | 4 |  | 4
|  | Forest mulcher for a tractor with a drive from the tractor power take-off shaft. Working width 1.6 m, | piece | 1 |  | 1
|  | JCB 4CX tractor with attachments: hydraulic hammer | piece | 2 |  | 0
|  | Crawler bulldozer, dump capacity - 21 m3. The net power is 246 kW. | piece | 1 |  | 0
|  | Fastrac 4220 JCB tractor | piece | 3 |  | 0
|  | Dressta TD25M bulldozer | piece | 1 |  | 0
| Tractors Total |  |  | 45 | 0 | 11
Motor transport and special equipment Total |  |  |  | 4518 | 0 | 232
Armature | The valve is closed | Fountain fittings | piece | 9 |  | 0
|  | Valve 15 kch18p Dn 50 | piece | 50 |  | 0
|  | Steel flanged valve | piece | 32 |  | 0
|  | The valve is cast iron | piece | 192 |  | 0
|  | Cast iron flanged valve | piece | 25 |  | 0
|  | Vetil 15 kch18p Dn 15 | piece | 25 |  | 0
|  | Vetil 15 kch18p Dn 20 | piece | 25 |  | 0
|  | Vetil 15 kch18p Dn 25 | piece | 25 |  | 0
|  | Vetil 15 kch18p Dn 40 | piece | 19 |  | 0
|  | Vetil 15 kch18p Dn 50 | piece | 21 |  | 0
|  | The lead is steel 90 pre-insulated | piece | 2595 |  | 0
|  | Duct steel Du 100mm | piece | 100 |  | 0
|  | Duct steel Du 125mm | piece | 40 |  | 0
|  | Steel tap 150 mm | piece | 40 |  | 0
|  | Steel lead 15 mm | piece | 4000 |  | 0
|  | Duct steel Du 200mm | piece | 10 |  | 0
|  | 20mm steel outlet | piece | 4000 |  | 0
|  | Duct steel Du 250mm | piece | 10 |  | 0
|  | 25mm steel outlet | piece | 1000 |  | 0
|  | Steel outlet OD 32 mm | piece | 1000 |  | 0
|  | 40mm steel outlet | piece | 400 |  | 0
|  | Steel tap 50 mm | piece | 400 |  | 0
|  | 65mm steel outlet | piece | 200 |  | 0
|  | Steel tap 80 mm | piece | 100 |  | 0
|  | Electrically welded steel outlet 900 PE | piece | 66 |  | 0
|  | Electrically welded steel outlet 900 | piece | 714 |  | 0
|  | shut-off devices (taps) welded underground, full-pass Ø 200mm | piece | 11 |  | 0
|  | shut-off devices (taps) welded underground, full-pass Ø 250 mm | piece | 15 |  | 0
|  | shut-off devices (taps) welded underground, full-pass Ø 300mm | piece | 12 |  | 0
|  | shut-off devices (taps) welded, full-pass Ø 100 mm | piece | 94 |  | 0
|  | shut-off devices (taps) welded, full-pass Ø 125 mm | piece | 22 |  | 0
|  | shut-off devices (taps) welded, full-pass Ø 150 mm | piece | 55 |  | 0
|  | shut-off devices (taps) are welded, full-pass Ø 200 mm | piece | 30 |  | 0
|  | shut-off devices (taps) welded, full-passage Ø 20mm | piece | 210 |  | 0
|  | shut-off devices (taps) welded, full-pass Ø 250 mm | piece | 22 |  | 0
|  | shut-off devices (taps) welded, full-passage Ø 25mm | piece | 220 |  | 0
|  | shut-off devices (taps) welded, full-pass Ø 300 mm | piece | 22 |  | 0
|  | shut-off devices (taps) welded, full-pass Ø 32mm | piece | 120 |  | 0
|  | shut-off devices (taps) welded, full-passage Ø 40mm | piece | 220 |  | 0
|  | shut-off devices (taps) welded, full-pass Ø 50 mm | piece | 120 |  | 0
|  | shut-off devices (taps) welded, full-passage Ø 65 mm | piece | 60 |  | 0
|  | shut-off devices (taps) welded, full-passage Ø 80mm | piece | 119 |  | 0
|  | shut-off devices (taps) flanged, full-pass Ø 100 mm | piece | 96 |  | 0
|  | shut-off devices (taps) flanged, full-passage Ø 125mm | piece | 20 |  | 0
|  | shut-off devices (taps) flanged, full-pass Ø 150 mm | piece | 48 |  | 0
|  | shut-off devices (taps) flanged, full-pass Ø 200mm | piece | 19 |  | 0
|  | shut-off devices (taps) flanged, full-passage Ø 250mm | piece | 10 |  | 0
|  | shut-off devices (taps) flanged, full-pass Ø 300mm | piece | 10 |  | 0
|  | shut-off devices (taps) flanged, full-pass Ø 50mm | piece | 99 |  | 0
|  | shut-off devices (taps) flanged, full-passage Ø 65mm | piece | 50 |  | 0
|  | shut-off devices (taps) flanged, full-pass Ø 80mm | piece | 100 |  | 0
|  | Latch | piece | 267 |  | 0
|  | Latch (through) | piece | 6 |  | 0
|  | Latch 30 h6br Ru-16 Dn 100 | piece | 25 |  | 0
|  | Latch 30 h6br Ru-16 Dn 150 | piece | 25 |  | 0
|  | Latch 30 h6br Ru-16 Dn 200 | piece | 25 |  | 0
|  | Latch 30 h6br Ru-16 Dn 300 | piece | 1 |  | 0
|  | Latch 30 h6br Ru-16 Dn 50 | piece | 20 |  | 0
|  | Latch 30 h6br Ru-16 Dn 80 | piece | 20 |  | 0
|  | Latch 30ch6br Du-100 | piece | 7 |  | 0
|  | Latch 30ch6br Du-150 | piece | 12 |  | 0
|  | Latch 30ch6br Du-200 | piece | 8 |  | 0
|  | Latch 30ch6br Du-250 | piece | 6 |  | 0
|  | Latch 30ch6br Du-80 | piece | 4 |  | 0
|  | Latch ø10" | piece | 10 |  | 0
|  | Latch Ø150 mm | piece | 3 |  | 0
|  | Latch ø4" | piece | 12 |  | 0
|  | Latch ø6" | piece | 12 |  | 0
|  | Latch ø8" | piece | 12 |  | 0
|  | Latch with electric drive | piece | 2 |  | 0
|  | Wedge steel valve with ends for welding with a retractable spindle DN400 PN2.5 MPa with electric drive 380V | piece | 100 |  | 0
|  | Wedge steel flanged gas valve with retractable spindle DN400 PN1.6 MPa L=310 mm without corresponding flanges with electric drive 220V | piece | 5 |  | 0
|  | Wedge steel flange gate valve with a retractable spindle DN100 PN1.6 MPa without corresponding flanges | piece | 125 |  | 0
|  | Wedge steel flange gate valve with a retractable spindle DN100 PN2.5 MPa without corresponding flanges | piece | 100 |  | 0
|  | Wedge steel flange gate valve with a retractable spindle DN150 PN1.6 MPa without corresponding flanges | piece | 54 |  | 0
|  | Wedge steel flange gate valve with a retractable spindle DN150 PN2.5 MPa without corresponding flanges | piece | 84 |  | 0
|  | Wedge steel flange gate valve with a retractable spindle DN200 PN1.6 MPa without corresponding flanges | piece | 51 |  | 0
|  | Wedge steel flange gate valve with a retractable spindle DN200 PN2.5 MPa without corresponding flanges | piece | 38 |  | 0
|  | Wedge steel flange gate valve with a retractable spindle DN200 PN4.0 MPa L=419mm with corresponding flanges | piece | 18 |  | 0
|  | Wedge steel flange gate valve with a retractable spindle DN250 PN1.6 MPa without corresponding flanges | piece | 39 |  | 0
|  | Wedge steel flange gate valve with a retractable spindle DN250 PN2.5 MPa without corresponding flanges | piece | 35 |  | 0
|  | Wedge steel flange gate valve with retractable spindle DN300 PN2.5 MPa L=500mm without corresponding flanges with electric drive 380V | piece | 45 |  | 0
|  | Wedge steel flange gate valve with a retractable spindle DN300 PN2.5 MPa without corresponding flanges | piece | 36 |  | 0
|  | Wedge steel flange gate valve with a retractable spindle DN400 PN1.6 MPa with corresponding flanges with a reducer | piece | 20 |  | 0
|  | Wedge steel flange gate valve with retractable spindle DN400 PN2.5 MPa without corresponding flanges with electric drive 380V | piece | 20 |  | 0
|  | Wedge steel flange gate valve with a retractable spindle DN50 PN1.6 MPa without corresponding flanges | piece | 100 |  | 0
|  | Wedge steel flange gate valve with a retractable spindle DN50 PN2.5 MPa without corresponding flanges | piece | 50 |  | 0
|  | Wedge steel flange gate valve with retractable spindle DN500 PN2.5 MPa without corresponding flanges with electric drive 380V | piece | 8 |  | 0
|  | Wedge steel flange gate valve with a retractable spindle DN80 PN1.6 MPa without corresponding flanges | piece | 50 |  | 0
|  | Wedge steel flange gate valve with a retractable spindle DN80 PN2.5 MPa without corresponding flanges | piece | 50 |  | 0
|  | Wedge cast iron latch with flanges | piece | 22 |  | 0
|  | latch steel flange manual | piece | 2 |  | 0
|  | The latch is steel | piece | 24 |  | 0
|  | Steel flange latch | piece | 233 |  | 0
|  | Flange latch | piece | 35 |  | 0
|  | Cast iron latch | piece | 155 |  | 0
|  | latch cast iron flange | piece | 4 |  | 0
|  | The latch is sliding | piece | 350 |  | 0
|  | Rotary disc shutter of the "Butterfly" type complete with corresponding flanges | piece | 3 |  | 0
|  | ZMS-65x21K1 (or analogue) | piece | 100 |  | 0
|  | Sealing ring | piece | 84 |  | 0
|  | Column head | piece | 12 |  | 0
|  | Shut-off valve ball steel under welding for water standard passage all-welded with reducer DN1250 PN2.5 MPa(TV) | piece | 2 |  | 0
|  | Shut-off valve ball steel under welding for water standard passage all-welded with reducer DN150 PN2.5 MPa(TV) | piece | 57 |  | 0
|  | Welded steel ball valve for water, standard passage, all-welded with reducer DN200 PN2.5 MPa(TV) | piece | 67 |  | 0
|  | Shut-off valve ball steel welded for water standard passage all-welded with reducer DN300 PN2.5 MPa(TV) | piece | 9 |  | 0
|  | Shut-off valve ball steel welded for water standard passage all-welded with reducer DN400 PN2.5 MPa(TV) | piece | 10 |  | 0
|  | Shut-off valve ball steel under welding for water standard passage all-welded with reducer DN500 PN2.5 MPa(TV) | piece | 6 |  | 0
|  | Welded steel ball valve for water, standard passage, all-welded with reducer DN600 PN2.5 MPa(TV) | piece | 6 |  | 0
|  | Shut-off valve ball steel welded for water standard passage all-welded with reducer DN700 PN2.5 MPa(TV) | piece | 8 |  | 0
|  | Welded steel ball valve for water, standard passage, all-welded with reducer DN800 PN2.5 MPa(TV) | piece | 9 |  | 0
|  | Welded steel ball valve for water, standard passage, all-welded with reducer DN900 PN2.5 MPa(TV) | piece | 4 |  | 0
|  | Shut-off valve ball steel under welding for water standard passage all-welded with manual drive DN100 PN2.5 MPa(TV) | piece | 86 |  | 0
|  | Ball valve Du100 Ru100 manual drive, overhead installation, ends for welding | piece | 22 |  | 0
|  | Ball valve Ду100 Ру150 manual drive, overhead installation, ends for welding | piece | 22 |  | 0
|  | Ball valve Du1000 Ru100 pneumohydro drive, overhead installation, ends for welding | piece | 1 |  | 0
|  | Ball valve Du1000 Ru100 pneumohydro drive, underground installation, ends for welding | piece | 3 |  | 0
|  | Ball valve Ду150 Ру100 manual drive, overhead installation, ends for welding | piece | 6 |  | 0
|  | Ball valve Du200 Ru100 manual drive, overhead installation, ends for welding | piece | 6 |  | 0
|  | Ball valve Du300 Ru100 pneumohydro drive, overhead installation, ends for welding | piece | 1 |  | 0
|  | Ball valve Du300 Ru100 pneumohydro drive, underground installation, ends for welding | piece | 4 |  | 0
|  | Ball valve Du400 Ru100 manual drive, overhead installation, ends for welding | piece | 4 |  | 0
|  | Ball crane Du50 Ru100 pneumatic drive, overhead installation, ends for welding | piece | 11 |  | 0
|  | Ball valve Ду50 Ру100 manual drive, overhead installation, ends for welding | piece | 11 |  | 0
|  | Ball valve Ду50 Ру150 manual drive, overhead installation, ends for welding | piece | 22 |  | 0
|  | Ball valve Du500 Ru100 pneumohydro drive, underground installation, ends for welding | piece | 3 |  | 0
|  | Ball valve Du700 Ru100 pneumohydro drive, overhead installation, ends for welding | piece | 1 |  | 0
|  | Ball crane Ду80 Ру100 pneumatic drive, overhead installation, ends for welding | piece | 11 |  | 0
|  | Ball valve Ду80 Ру150 manual drive, overhead installation, ends for welding | piece | 22 |  | 0
|  | Steel ball valve DN20/20 PN40 (for welding) | piece | 40 |  | 0
|  | Steel ball valve DN40/40 PN40 (for welding) | piece | 20 |  | 0
|  | Steel ball valve DN50/50 PN40 (for welding) | piece | 30 |  | 0
|  | Ball valve steel flange DN80/80 PN16 | piece | 10 |  | 0
|  | Flange ball valve | piece | 21 |  | 0
|  | Ball valve, welded, through | piece | 62 |  | 0
|  | Welded full-pass faucet BREEZE 11s37p Du 100/100 | piece | 50 |  | 0
|  | Welded full-pass faucet BREEZE 11s37p Du 150/150 | piece | 20 |  | 0
|  | BREEZE 11s37p welded full-pass faucet Du 20/20 | piece | 2500 |  | 0
|  | BREEZE 11s37p welded full-passage faucet Du 50/50 | piece | 100 |  | 0
|  | BREEZE 11s37p welded full-passage faucet Du 80/80 | piece | 50 |  | 0
|  | Pneumatic equipment for controlling the equipment of drilling machines | piece | 530 |  | 0
|  | Stuffing box compensator | piece | 26 |  | 0
|  | Shaped products | piece | 95 |  | 0
|  | Flanged steel latch | piece | 5 |  | 5
|  | Ball valves | piece | 63 |  | 0
|  | Wedge latches | piece | 443 |  | 0
|  | Valves, valves | piece | 67 |  | 0
|  | Safety fittings | piece | 41 |  | 0
|  | Shut-off fittings (taps, valves, valves, etc.) | piece | 422 |  | 0
|  | Two-position electromagnetic gas valve | piece | 22 |  | 0
|  | Shut-off valve | piece | 15 |  | 0
|  | The latch is steel Du200 Ru25 | piece | 4 |  | 0
|  | Latch made of steel Du250 Ru25 | piece | 2 |  | 0
|  | The latch is steel Du300 Ru25 | piece | 6 |  | 0
|  | The latch is steel Du400 Ru25 | piece | 6 |  | 0
|  | Latch made of steel Du500 Ru25 | piece | 4 |  | 0
|  | Latch steel D600 Ru25 | piece | 2 |  | 0
|  | Steel flange latch for electric drive 30s941nzh Du-200 | piece | 2 |  | 0
|  | Ball valve DN100 PN150 (ANSI 900) | piece | 4 |  | 0
|  | Ball valve Ду200 Ру100 of an overhead installation with a pneumatic-hydraulic drive, ends for welding | piece | 1 |  | 0
|  | Ball valve Ду300 Ру150 of an overhead installation with a pneumatic-hydraulic drive, ends for welding | piece | 7 |  | 0
|  | Ball valve Du300 Ru150 overhead installation with manual drive, ends for welding | piece | 4 |  | 0
|  | Ball valve Ду400 Ру150 of an overhead installation with a pneumatic-hydraulic drive, ends for welding | piece | 5 |  | 0
|  | Ball valve Du500 Ru100 overhead installation with manual drive, ends for welding | piece | 2 |  | 0
|  | Ball valve Ду700 Ру150 of an overhead installation with a pneumatic-hydraulic drive, ends for welding | piece | 2 |  | 0
|  | Ball valve Du1000 Ru100 underground installation with pneumatic-hydraulic drive, ends for welding | piece | 2 |  | 0
|  | Ball valve Du1200 Ru100 underground installation with pneumatic-hydraulic drive, ends for welding | piece | 1 |  | 0
|  | Gate valve 2 9/16" (65 mm) 3000 psi (21 MPa), API-6A, LU, AA-FF, PSL-1, PR2 (or equivalent) | piece | 50 |  | 0
|  | Gate valve 4 1/16" (100 mm) 3000 psi (21 MPa), API-6A, LU, AA-FF, PSL-1, PR2 (or equivalent) | piece | 50 |  | 0
|  | Manual die preventer 7 1/16" x 3000 PSI | piece | 2 |  | 0
|  | 9" x 3000 PSI manual die preventer | piece | 1 |  | 0
|  | Ball valve steel full bore welded DN500 PN25 with mechanical reducer | piece | 2 |  | 0
|  | Ball valve steel full bore welded DN700 PN25 with mechanical reducer | piece | 2 |  | 0
|  | Ball valve steel full bore welded DN1000 PN25 with mechanical reducer | piece | 2 |  | 0
|  | The fittings are electrified | piece | 15 |  | 0
|  | Full-bore flange ball valve 11s336p DN250 PN16 with reducer | piece | 4 |  | 0
|  | Full-bore flanged ball valve 11s336p DN300 PN16 with reducer | piece | 4 |  | 0
|  | Ball valve DN 350/350 PN 25 (flange) | piece | 3 |  | 0
|  | Ball valve DN 400/400 PN 25 (flange) | piece | 3 |  | 0
|  | Ball valve DN 500/500 PN 25 (flange) | piece | 3 |  | 0
|  | Ball valve DN 600/600 PN 25 (flange) | piece | 2 |  | 0
|  | Ball valve DN 700/700 PN 25 (flange) | piece | 2 |  | 0
|  | Ball valve DN 800/800 PN 25 (flange) | piece | 2 |  | 0
|  | Ball valve DN 1000/1000 PN 25 (flange) | piece | 2 |  | 0
|  | Full-bore welded ball valve 11s337p DN250 PN25 with reducer | piece | 6 |  | 0
|  | Full-bore welded ball valve 11s337p DN300 PN25 with reducer | piece | 6 |  | 0
|  | Ball valve DN 400/400 PN 25 (for welding) | piece | 6 |  | 0
|  | Ball valve DN 500/500 PN 25 (for welding) | piece | 5 |  | 0
|  | Ball valve DN 600/600 PN 25 (for welding) | piece | 4 |  | 0
|  | Welded ball valve for overhead installation DN 700 | piece | 3 |  | 0
|  | Steel blinds for flanges (25-300mm) | set | 21 |  | 0
|  | Repair clamp DN32 mm | piece | 64 |  | 0
|  | Repair clamp DN40 | piece | 64 |  | 0
|  | One-sided repair clamp L200 (57-65) | piece | 64 |  | 0
|  | One-sided repair clamp L200 (73-83) | piece | 64 |  | 0
|  | One-sided repair clamp L200 (89-98) | piece | 64 |  | 0
|  | One-sided repair clamp L200 (108-118) | piece | 64 |  | 0
|  | One-sided repair clamp L200 (113-123) | piece | 64 |  | 0
|  | One-sided repair clamp L200 (135-145) | piece | 64 |  | 0
|  | One-sided repair clamp L200 (151-161) | piece | 48 |  | 0
|  | One-sided repair clamp L200 (159-170) | piece | 48 |  | 0
|  | Steel blinds for flanges | piece | 640 |  | 0
|  | Full-bore flanged ball valve 11s336p DN250 PN16 with reducer | piece | 2 |  | 0
|  | Full-bore flange ball valve 11s336p DN300 PN16 with reducer | piece | 2 |  | 0
|  | Ball valve DN350/350 PN25 (flange) | piece | 2 |  | 0
|  | Ball valve DN400/400 PN25 (flange) | piece | 2 |  | 0
|  | Ball valve DN500/500 PN25 (flange) | piece | 2 |  | 0
|  | Ball valve DN600/600 PN25 (flange) | piece | 2 |  | 0
|  | Ball valve DN700/700 PN25 (flange) | piece | 1 |  | 0
|  | Ball valve DN800/800 PN25 (flange) | piece | 1 |  | 0
|  | Ball valve DN1000/1000 PN25 (flange) | piece | 1 |  | 0
|  | Inter-flange disk valve | piece | 4 |  | 0
|  | Tap | piece | 87 |  | 0
|  | Valve | piece | 16 |  | 0
|  | Disc rotary valve ABO valve (Czech Republic), 911B series (NBR seal, CuAl disc, GGG.40 body) DN80 PN16 complete with manual gearbox and corresponding flanges DSTU EN 593:2018, or equivalent | piece | 1 |  | 0
|  | Disc rotary valve ABO valve (Czech Republic), 911B series (NBR seal, CuAl disc, GGG.40 body) DN50 PN16 complete with manual gearbox and corresponding flanges DSTU EN 593:2018, or equivalent | piece | 1 |  | 0
|  | Metal valves Dn80 ÷ Dn400mm Pn25 in assortment, according to DSTU 5762-2004 | piece | 95 | 0 | 0
|  | Plugs (15-50mm, internal and external thread) | set | 21 |  | 0
| Shut-off valve Total |  |  | 26219 | 0 | 5
| The fittings are different | Armature D 10 mm | t | 0.4 |  | 0
|  | Armature D 12 mm | t | 0.4 |  | 0
|  | Signal armature NEF30-LDc | piece | 13 |  | 0
|  | Signal armature NEF30-LDg | piece | 13 |  | 0
|  | Signal armature NEF30-LDz | piece | 13 |  | 0
|  | Electric drive for shut-off valves | piece | 3 |  | 0
|  | Safety valve Dn150/200 PN137 | piece | 1 |  | 0
|  | Check valve | piece | 1 |  | 0
|  | Compensator | piece | 40 |  | 0
|  | Compensator stuffing box 300-16-T1.10 | piece | 2 |  | 0
|  | Compensator stuffing box 400-16-T1.14 | piece | 2 |  | 0
|  | Compensator stuffing box 500-16-T1.17 | piece | 2 |  | 0
|  | Compensator stuffing box 600-16-T1.20 | piece | 6 |  | 0
|  | Compensator stuffing box 800-16-T1.24 | piece | 1 |  | 0
|  | Faucet KZSHS flange full passage DN100 RU40 | piece | 20 |  | 0
|  | Faucet KZSHS flange full passage DN150 RU40 | piece | 20 |  | 0
|  | Faucet KZSHS flange full passage DN20 RU40 | piece | 100 |  | 0
|  | Faucet KZSHS flange full passage DN25 RU40 | piece | 100 |  | 0
|  | Faucet KZSHS flange full passage DN32 RU40 | piece | 50 |  | 0
|  | Faucet KZSHS flange full passage DN40 RU40 | piece | 50 |  | 0
|  | Faucet KZSHS flange full passage DN50 RU40 | piece | 50 |  | 0
|  | Faucet KZSHS flange full passage DN65 RU40 | piece | 20 |  | 0
|  | Faucet KZSHS flange full passage DN80 RU40 | piece | 20 |  | 0
|  | Ball valve 11s37p DN20/20 PN40 (for welding) | piece | 30 |  | 0
|  | Ball valve 11s37p DN40/40 PN40 (for welding) | piece | 30 |  | 0
|  | Ball valve 11s37p DN50/50 PN40 (for welding) | piece | 30 |  | 0
|  | Ball valve 11s41p DN100/100 PN17 | piece | 10 |  | 0
|  | Ball valve 11s41p DN150/150 PN18 | piece | 10 |  | 0
|  | Ball valve 11s41p DN80/80 PN16 | piece | 10 |  | 0
|  | Steel ball valve DN40/40 PN40 (for welding) | piece | 19 |  | 0
|  | Ball valve steel flange DN 500 (with reducer) | piece | 6 |  | 0
|  | Ball valve steel flange DN300/300 PN16 with reducer | piece | 6 |  | 0
|  | Ball valve steel flange DN80/80 PN16 | piece | 10 |  | 0
|  | Ball valve steel flange OD 100mm | piece | 80 |  | 0
|  | Ball valve steel flange OD 150mm | piece | 40 |  | 0
|  | Ball valve steel flange OD 200mm | piece | 20 |  | 0
|  | Ball valve steel flange OD 250mm | piece | 20 |  | 0
|  | Ball valve steel flange OD 50mm | piece | 80 |  | 0
|  | Ball valve steel flange OD 80mm | piece | 80 |  | 0
|  | Brass ball valve with DN15 valve (handle) | piece | 600 |  | 0
|  | Brass ball valve DN15v/n (handle) | piece | 600 |  | 0
|  | Brass ball valve with DN20 in/in (handle) | piece | 600 |  | 0
|  | Brass ball valve DN20v/n (handle) | piece | 600 |  | 0
|  | DN25 brass ball coupling valve (handle) | piece | 600 |  | 0
|  | Brass ball valve DN25v/n (handle) | piece | 600 |  | 0
|  | Brass ball valve DN32 in/in (handle) | piece | 600 |  | 0
|  | Brass ball valve DN32v/n (handle) | piece | 600 |  | 0
|  | Brass ball valve DN40 in/in (handle) | piece | 600 |  | 0
|  | Brass ball valve DN40v/n (handle) | piece | 600 |  | 0
|  | Brass ball valve DN50 in/in (handle) | piece | 600 |  | 0
|  | Brass ball valve DN50v/n (handle) | piece | 600 |  | 0
|  | Faucet brass ball coupling DN65v/v (handle) | piece | 30 |  | 0
|  | 15mm coupling faucet | piece | 100 |  | 0
|  | 20mm coupling faucet | piece | 100 |  | 0
|  | 25mm coupling faucet | piece | 100 |  | 0
|  | 32mm coupling faucet | piece | 100 |  | 0
|  | 40mm coupling faucet | piece | 4 |  | 0
|  | Three-way faucet, diameter 15 mm | piece | 22 |  | 0
|  | Ball valve Ду15 Ру16 brass coupling BB full passage | piece | 430 |  | 0
|  | Ball valve Ду20 Ру16 brass coupling BB full passage | piece | 1 |  | 0
|  | Wedge AK-600 9-902 | piece | 4 |  | 0
|  | Flange pair | piece | 4 |  | 0
|  | Metal rolling | t | 59.6 |  | 0
|  | Tensioner OT 250 included | piece | 54 |  | 0
|  | Anchor plate | piece | 54 |  | 0
|  | Semi-collar X 252 is evaluated with the installation complex | piece | 54 |  | 0
|  | Tension anchor clamp Wedge H28 | piece | 600 |  | 0
|  | Fastening tape 201 - 20x0.7 | km | 0.3 |  | 0
|  | Scraper Crosver BC - 20 | piece | 300 |  | 0
|  | Insulated connecting terminal, 6-10 mm2 | piece | 1200 |  | 0
|  | Hook for supports without holes KC-8U | piece | 300 |  | 0
|  | Steel ball valve DN50/50 PN25 (for welding) | piece | 125 |  | 2
|  | Steel ball valve DN65/65 PN25 (for welding) | piece | 70 |  | 2
|  | Steel ball valve DN80/80 PN25 (for welding) | piece | 75 |  | 2
|  | Steel ball valve DN100/100 PN25 (for welding) | piece | 60 |  | 2
|  | Steel ball valve DN125/125 PN25 (for welding) | piece | 20 |  | 2
|  | Ball valve DN150/150 PN25 welded steel with a reducer | piece | 40 |  | 2
|  | Ball valve DN200/200 PN25 steel welded with a reducer | piece | 35 |  | 2
|  | Ball valve DN250/250 PN25 welded steel with a reducer | piece | 7 |  | 2
|  | Ball valve DN300/300 PN25 welded steel with a reducer | piece | 7 |  | 2
|  | Ball valve DN400/400 PN25 welded steel with a reducer | piece | 7 |  | 2
|  | Ball valve DN500/400 PN25 welded steel with a reducer | piece | 7 |  | 2
|  | Steel ball valve DN80/80 PN25, stem L-2000 (for underground installation) | piece | 1 |  | 1
|  | Steel ball valve DN100/100 PN25, stem L-2000 (for underground installation) | piece | 2 |  | 2
|  | Steel ball valve DN 150/150 PN25, stem L-2000 (for underground installation) | piece | 3 |  | 2
|  | Steel ball valve DN125/125 PN25, stem L-2000 (for underground installation) | piece | 1 |  | 1
|  | Steel ball valve DN250/250 PN25, stem L-2000 (for underground installation) | piece | 1 |  | 1
|  | Steel ball valve DN300/300 PN25 (reducer), stem L-2000 (for underground installation) | piece | 3 |  | 2
|  | Steel ball valve DN 350/350 PN25 (reducer), rod L-2000 (for underground installation) | piece | 2 |  | 2
|  | Flange ball valve Du 200/200 11s41p | piece | 2 |  | 0
|  | Ball flange valve Interval standard passage Du 500/400 Ru 16 | piece | 2 |  | 0
|  | Flange ball valve Du 150/150 | piece | 2 |  | 0
|  | Ball flanged faucet DU 300/300 | piece | 2 |  | 0
|  | Ball flanged faucet Du 20/15 | piece | 1600 |  | 0
|  | Universal hook GU 16 | piece | 4000 |  | 0
|  | Hook for tape GS 16 | piece | 3000 |  | 0
| Fittings are different. Result |  |  | 20799.7 |  | 33
| The armature is linear | Hardware clamp 2A4A-300-4 | piece | 20 |  | 0
|  | Hardware clamp 2A6A-500-3 | piece | 20 |  | 0
|  | Bolt | t | 0.61 |  | 0
|  | Bolt M 36x130 | t | 0.1 |  | 0
|  | Bolt M10x60 | t | 0.48 |  | 0
|  | Bolt M12x70 | t | 0.72 |  | 0
|  | Bolt M16x120 | t | 0.06 |  | 0
|  | Bolt M16x60 | t | 0.48 |  | 0
|  | Bolt M16x80 | t | 0.11 |  | 0
|  | Bolt M20x60 | t | 0.1 |  | 0
|  | Bolt M20x90 | t | 0.1 |  | 0
|  | Bolt M24x70 | t | 0.1 |  | 0
|  | Bolt M8x60 | t | 0.24 |  | 0
|  | KGP 16-1 fastening unit | piece | 15 |  | 0
|  | KGP fastening unit 12-1 | piece | 100 |  | 0
|  | KGP fastening unit 7-1 | piece | 100 |  | 0
|  | Fastening unit KG-12-3 | piece | 30 |  | 0
|  | Fastening unit KG-12-3 | piece | 60 |  | 0
|  | KGP fastening unit 12-1 | piece | 100 |  | 0
|  | fastening unit KGP 16-1 | piece | 15 |  | 0
|  | KGP 16-3 fastening unit | piece | 200 |  | 0
|  | KGP fastening unit 7-1 | piece | 100 |  | 0
|  | KGP-7-1 fastening unit | piece | 280 |  | 10
|  | KGP-7-2 fastening unit | piece | 135 |  | 0
|  | Fastening unit KGP-7-2B | piece | 39 |  | 39
|  | Vushko U17-16 | piece | 200 |  | 0
|  | ear U1 12-16 | piece | 160 |  | 0
|  | ear U1 16-20 | piece | 60 |  | 0
|  | ear U1 7-16 | piece | 400 |  | 0
|  | Vushko U1-12-16 | piece | 60 |  | 12
|  | Vushko U1-7-16 | piece | 2510 |  | 24
|  | ear U2 12-16 | piece | 130 |  | 0
|  | ear U2 16-20 | piece | 100 |  | 0
|  | eye U2 7-16 | piece | 90 |  | 0
|  | Nut M10 | t | 0.24 |  | 0
|  | Nut M12 | t | 0.03 |  | 0
|  | Nut M16 | t | 0.24 |  | 0
|  | Nut M20 | t | 0.1 |  | 0
|  | Nut M24 | t | 0.1 |  | 0
|  | Nut M30 | t | 0.1 |  | 0
|  | Nut M36 | t | 0.1 |  | 0
|  | Nut M8 | t | 0.24 |  | 0
|  | Fireman's coupling nut ГМ-70 | piece | 20 |  | 0
|  | Hex head screw | piece | 105 |  | 0
|  | Clamp RAS-330-5A | piece | 20 |  | 0
|  | Clamp RAS-500-5A | piece | 20 |  | 0
|  | Clamp САС-300-1 | piece | 50 |  | 0
|  | Clamp САС-500-3 | piece | 50 |  | 0
|  | Clamp A4A-185 | piece | 200 |  | 0
|  | Clamp A4A-95 | piece | 200 |  | 0
|  | Clamp A4A-120 | piece | 200 |  | 0
|  | Clamp A4A-150 | piece | 200 |  | 0
|  | Hardware clamp A4A-120 | piece | 40 |  | 0
|  | Hardware clamp A4A-150 | piece | 40 |  | 0
|  | Hardware clamp A4A-185 | piece | 84 |  | 0
|  | Hardware clamp A4A-240 | piece | 80 |  | 0
|  | Hardware clamp A4A-300 | piece | 21 |  | 0
|  | Hardware clamp A4A-70 | piece | 84 |  | 0
|  | A4A-95 hardware clamp | piece | 90 |  | 0
|  | Clamp connecting die PA-1-1 | piece | 52000 |  | 52000
|  | Connecting clamp ZSS-13.5-3A | piece | 70 |  | 0
|  | Connecting clamp ZSS-15,2-3A | piece | 96 |  | 0
|  | Oval connecting clamp SOAS-120-3 | piece | 1199 |  | 0
|  | Oval connecting clamp SOAS-150-3 | piece | 970 |  | 0
|  | Oval connecting clamp SOAS-185-3 | piece | 1039 |  | 0
|  | Oval connecting clamp SOAS-240-3 | piece | 50 |  | 0
|  | Oval connecting clamp SOAS-35-3 | piece | 100 |  | 0
|  | Connecting clamp oval SOAS-50 | piece | 150 |  | 0
|  | Oval connecting clamp SOAS-50-3 | piece | 100 |  | 0
|  | Oval connecting clamp SOAS-70-3 | piece | 300 |  | 0
|  | Oval connecting clamp SOAS-95-3 | piece | 929 |  | 0
|  | Connecting clamp САС-300-1 | piece | 50 |  | 0
|  | Clamp ZPS-50-3 | piece | 10 |  | 0
|  | Clamp NAS-240-1 | piece | 100 |  | 0
|  | Clamp NAS-300-1 | piece | 100 |  | 0
|  | Clamp NAS-330-1 | piece | 100 |  | 0
|  | TENSION BOLT CLAMP NB-2-6 | piece | 180 |  | 0
|  | TENSION BOLT CLAMP NB-3-6B | piece | 160 |  | 0
|  | Tension clamp NB-2-6A | piece | 260 |  | 0
|  | Tension clamp NB-3-6A | piece | 230 |  | 0
|  | Tension clamp NKK-1-1 | piece | 85 |  | 0
|  | Tension clamp type NAS -300-1 | piece | 4 |  | 0
|  | Clamp NKK 1-1B | piece | 50 |  | 0
|  | CLAMP NKK 2-1 | piece | 40 |  | 0
|  | CLAMP pressing OA 240-1 | piece | 37 |  | 0
|  | CLAMP pressing OA 300-1 | piece | 15 |  | 0
|  | clamp PA-1-1 | piece | 5500 |  | 0
|  | Clamp PA-3-2 | piece | 129 |  | 12
|  | Clamp PA-4-1 | piece | 124 |  | 0
|  | Clamp PA-4-2 | piece | 30 |  | 0
|  | Clamp PA-5-1 | piece | 39 |  | 0
|  | CLAMP SUPPORTING DEAF PGN 2-6 | piece | 600 |  | 0
|  | CLAMP SUPPORTING DEAF PGN 2-6A | piece | 200 |  | 0
|  | CLAMP SUPPORTING DEAF PGN-3-5A | piece | 200 |  | 0
|  | CLAMP SUPPORTING DEAF PGN-5-3 | piece | 45 |  | 0
|  | Clamp supporting PG-2-12 | piece | 45 |  | 0
|  | Clamp supporting PGN-3-5 | piece | 330 |  | 12
|  | PGN-2-6 type supporting clamp | piece | 200 |  | 0
|  | PGN-3-5 type supporting clamp | piece | 200 |  | 0
|  | PGN 5-6 type supporting clamp | piece | 100 |  | 0
|  | Flat clamp PA 2-2 | piece | 200 |  | 0
|  | Flat clamp PA 3-2 | piece | 200 |  | 0
|  | Flat clamp PA 4-1 | piece | 200 |  | 0
|  | BOTTLE CONNECTING CLAMP PS 1-1 | piece | 6500 |  | 0
|  | BOTTLE CONNECTING CLAMP PS 2-1 | piece | 1100 |  | 0
|  | BOTTLE CLAMP PA 1-1 | piece | 3000 |  | 0
|  | BOTTLE CLAMP PA 2-1 | piece | 300 |  | 0
|  | BOTTLE CLAMP PA 3-2 | piece | 300 |  | 0
|  | Clamp die PA -3-2 | piece | 100 |  | 0
|  | BOTTLE CLAMP PA 4-1 | piece | 400 |  | 10
|  | Die clamp PA -4-1 | piece | 100 |  | 0
|  | BOTTLE CLAMP PA 5-1 | piece | 60 |  | 0
|  | Die clamp PA-4-1 | piece | 60 |  | 60
|  | clamp PS-1-1 | piece | 1500 |  | 0
|  | Detachable clamp ROA-240-1 | piece | 100 |  | 0
|  | Detachable clamp ROA-300-1 | piece | 100 |  | 0
|  | Clamp SAS 240-3B | piece | 100 |  | 0
|  | Clamp SAS 300-1B | piece | 100 |  | 0
|  | Clamp SAC-240 | piece | 100 |  | 0
|  | Clamp SOAS-120-3 | piece | 430 |  | 0
|  | Clamp SOAS-150-3 | piece | 167 |  | 0
|  | Clamp SOAS-35 | piece | 300 |  | 0
|  | Clamp SOAS-50 | piece | 500 |  | 0
|  | Clamp SOAS-70 | piece | 430 |  | 0
|  | Spiral repair clamp type CP-13,3-1A | piece | 205 |  | 0
|  | Spiral repair clamp type CP-15,2-1A | piece | 367 |  | 0
|  | Spiral repair clamp type CP-17,1-1A | piece | 347 |  | 0
|  | Spiral repair clamp type CP-21,6-1A | piece | 313 |  | 0
|  | Spiral repair clamp type CP-24.5-1A | piece | 194 |  | 0
|  | intermediate link of PRR 12-1 | piece | 80 |  | 0
|  | intermediate link of PRR 7-1 | piece | 80 |  | 0
|  | intermediate link PRT 16-1 | piece | 20 |  | 0
|  | intermediate link PTM 12-2 | piece | 20 |  | 0
|  | intermediate link PTM 16-2 | piece | 20 |  | 0
|  | intermediate link PTM 7-2 | piece | 30 |  | 0
|  | intermediate link PTR 10-1 | piece | 20 |  | 0
|  | intermediate link PTR 12-1 | piece | 20 |  | 0
|  | intermediate link PTR 7-1 | piece | 20 |  | 0
|  | Steel cable connector SVS-50 (for C-50 cable) | piece | 100 |  | 0
|  | SK-7-1A coupling armature | piece | 40 |  | 40
|  | Coupling armature SKD-10-1 | piece | 40 |  | 40
|  | Insulated clamp for ground connection | piece | 60 |  | 0
|  | ISOLATOR PS-70E | piece | 616 |  | 0
|  | Wedge clamp for AC 300 and AC -500 wires | piece | 2 |  | 0
|  | cap K-7 | piece | 450 |  | 0
|  | Cap K-9 | piece | 16600 |  | 0
|  | Lock nut D 15mm (steel) | piece | 4000 |  | 0
|  | Locknut D 20mm (steel) | piece | 4000 |  | 0
|  | Lock nut D 25mm (steel) | piece | 1000 |  | 0
|  | Locknut D 32mm (steel) | piece | 1000 |  | 0
|  | Lock nut D 40mm (steel) | piece | 400 |  | 0
|  | Locknut D 50mm (steel) | piece | 400 |  | 0
|  | Lock nut steel Du 20 | piece | 500 |  | 0
|  | Lock nut steel Du 25 | piece | 300 |  | 0
|  | Lock nut steel Du 32 | piece | 50 |  | 0
|  | Lock nut made of steel Du 40 | piece | 50 |  | 0
|  | Lock nut steel Du 50 | piece | 100 |  | 0
|  | rocker arm 2KU 12-2 | piece | 20 |  | 0
|  | Rocker arm 2KU 12-1 | piece | 70 |  | 0
|  | corner 50x50x5 | t | 5 |  | 0
|  | PRT 16-1 tensioning cable | piece | 20 |  | 0
|  | Mounting cable PTM-12-2 | piece | 30 |  | 0
|  | Mounting cable PTM-7-2 | piece | 60 |  | 0
|  | Intermediate link PRR 7-1 | piece | 80 |  | 0
|  | Intermediate link PTM 12-2 | piece | 20 |  | 0
|  | Intermediate link PR-7-16 | piece | 10 |  | 0
|  | Intermediate link PRR 12-1 | piece | 80 |  | 0
|  | Intermediate link PRR 16-1 | piece | 60 |  | 0
|  | Intermediate link PTM 16-2 | piece | 60 |  | 0
|  | Intermediate link PTM 7-2 | piece | 30 |  | 0
|  | Intermediate link PTR 10-1 | piece | 60 |  | 0
|  | Intermediate link PTR 12-1 | piece | 60 |  | 0
|  | Intermediate link PTR 7-1 | piece | 60 |  | 0
|  | Head OG-12 | piece | 250 |  | 50
|  | Die clamp | piece | 300 |  | 0
|  | Promzveno PRT-12/7-2 | piece | 60 |  | 0
|  | Promzveno PRT-12-1 | piece | 30 |  | 30
|  | Intermediate link PRR 16-1 | piece | 14 |  | 0
|  | Serga SR-12-16 | piece | 130 |  | 0
|  | Serga SR-7-16 | piece | 330 |  | 24
|  | Earring SR 12-16 | piece | 80 |  | 0
|  | Earring SR 12-16 | piece | 400 |  | 0
|  | Earring SR 16-20 | piece | 10 |  | 0
|  | Earring SR 7-16 | piece | 100 |  | 0
|  | SRS earring 7-16 | piece | 600 |  | 0
|  | SERGHA Wednesday 12-16 | piece | 80 |  | 0
|  | EARRINGS Wed 7-16 | piece | 1600 |  | 0
|  | SERGHA SRS 7-16 | piece | 520 |  | 0
|  | Bracket SK 12-lA | piece | 100 |  | 0
|  | Bracket SK 16-1A | piece | 20 |  | 0
|  | Bracket SK 7-1A | piece | 200 |  | 0
|  | Bracket SK-12-1 | piece | 90 |  | 0
|  | Bracket SK-12-1A | piece | 276 |  | 0
|  | Bracket SK-16-1A | piece | 40 |  | 0
|  | Bracket SK-7-1 | piece | 20 |  | 24
|  | Bracket SK-7-1A | piece | 492 |  | 0
|  | Bracket SKD 10-1 | piece | 200 |  | 0
|  | Bracket SKD 12-1 | piece | 200 |  | 0
|  | Bracket SKD 16-1 | piece | 30 |  | 0
|  | Bracket SKD-10-1 | piece | 280 |  | 0
|  | Bracket SKD-16-1 | piece | 30 |  | 0
|  | Bracket-10-1 | piece | 400 |  | 0
|  | Special bolts B-54 | piece | 200 |  | 0
|  | Special bolts B-56 | piece | 270 |  | 0
|  | Clamp X-10 | piece | 450 |  | 50
|  | Clamp X-11 | piece | 500 |  | 50
|  | Washer f20 | t | 0.05 |  | 0
|  | Washer f24 | t | 0.05 |  | 0
|  | Washer f30 | t | 0.05 |  | 0
|  | Washer f36 | t | 0.05 |  | 0
|  | Quick release connection 100mm (bolt) | piece | 100 |  | 0
|  | Quick release connection 150mm (bolt) | piece | 300 |  | 0
|  | KGP-16-3 suspension attachment unit | piece | 100 |  | 0
|  | Serga SRS-7-16 | piece | 100 |  | 0
|  | U1K-7-16 single-lobed eyelet | piece | 100 |  | 0
|  | Clamp supporting deaf PGN-3-5 | piece | 100 |  | 0
|  | U2K-7-16 bilobed lug | piece | 100 |  | 0
|  | Intermediate link PR-7-6 | piece | 100 |  | 0
|  | U2-12-16 double-lobed eyelet | piece | 100 |  | 0
|  | KGP knot with an earring (KGP 7-3+СР7-16) | piece | 900 |  | 0
|  | Clamp NB 3-6 | piece | 60 |  | 0
|  | Bracket SKD-10 | piece | 500 |  | 0
|  | Promlanka PRT 7-1 | piece | 240 |  | 0
|  | Spiral fittings PLDT2 R | piece | 50 |  | 0
|  | PLVIB 1 vibration lights | piece | 100 |  | 0
|  | Earring SR-7-16 | piece | 120 |  | 0
|  | Earring SR-12-16 | piece | 30 |  | 0
|  | Viscous spiral | piece | 2580 |  | 0
|  | Hook for fastening with a thread | piece | 2800 |  | 0
|  | Bandage tape IF 207 or similar | km | 14 | 0 | 0
|  | RDAU branching flat clamp or similar | piece | 152 | 0 | 0
|  | Module for temporary connections and grounding FCC 1 or similar | piece | 500 | 0 | 0
|  | Tension anchor clamp ZN-2.1 | piece | 4000 |  | 0
|  | Tension anchor clamp ZN-2.2 | piece | 2400 |  | 0
|  | Tension anchor clamp ZN-2.4 | piece | 1580 |  | 0
|  | Support clamp for SIP ZP-3.1 | piece | 8900 |  | 0
|  | Tension anchor clamp ZN-2.3 | piece | 4694 |  | 0
|  | Connecting clamp for non-insulated wire | piece | 540 |  | 0
|  | Pressed branching clamp OA-150-1 | piece | 60 |  | 0
|  | Pressed branching clamp OA-185-1 | piece | 60 |  | 0
|  | Pressed branching clamp OA-240-1 | piece | 60 |  | 0
|  | Pressed branching clamp OA-300-1 | piece | 60 |  | 0
|  | Clamp branching connector pressed ROA-185-1 | piece | 30 |  | 0
|  | Clamp branching connector pressed ROA-240-1 | piece | 30 |  | 0
|  | Branching clamp, detachable, pressed, ROA-300-1 | piece | 30 |  | 0
|  | Tension clamp GUKo1 | piece | 397 |  | 0
|  | Universal hook CSC16uz | piece | 416 |  | 0
|  | Branching clamp TTD151FJ2TA | piece | 300 |  | 0
|  | Branch clamp NTD 151 AF for branches from non-insulated lines | piece | 300 |  | 0
|  | Tension clamp GUKd2 | piece | 400 |  | 0
|  | Tension clamp GUKd4 | piece | 400 |  | 0
|  | Tension clamp GUKp2 | piece | 300 |  | 0
|  | Tension clamp GUKp4 | piece | 300 |  | 0
|  | Automatic wire connectors | piece | 60 |  | 0
|  | PGA-type flattening plate clamp | piece | 1000 | 0 | 0
|  | CLAMP SUPPORTING DEAF PGN-3-5 | piece | 100 |  | 0
|  | Tension clamp NB-2-6 | piece | 200 |  | 0
|  | Tension clamp NB-3-6 | piece | 60 |  | 0
|  | Intermediate link PRR-7-1 | piece | 21 |  | 0
|  | Wedge clamp NKK-1-1B | piece | 20 |  | 0
|  | Clips for g/tr f25mm | piece | 3000 |  | 0
|  | Anchor clamp 1f | piece | 1000 |  | 0
|  | Anchor bracket | piece | 550 |  | 0
|  | Piercing clip | piece | 1200 |  | 0
|  | Clips under g/tr f32mm | piece | 300 |  | 0
|  | Anchor clamp 3f | piece | 100 |  | 0
|  | EARRINGS WED 16-20 | piece | 10 |  | 0
|  | Fastening unit KGP-16-3 | piece | 22 |  | 0
|  | The earring is special SRS-7-16 | piece | 22 |  | 0
|  | Eyelet special shortened USK-7-16 | piece | 22 |  | 0
|  | Clip supporting deaf 2PGN-5-13 | piece | 22 |  | 0
|  | Fastening unit KGN-7-5 | piece | 36 |  | 0
|  | Intermediate mounting link PTM-7-2 | piece | 36 |  | 0
|  | Earring SR-7-16 | piece | 36 |  | 0
|  | Insulator PSV-120B | piece | 972 |  | 0
|  | Single-lobed eye U1-12-16 | piece | 36 |  | 0
|  | Three-legged bracket SKT-12-1 | piece | 36 |  | 0
|  | Adjustable intermediate link PRR-12-1 | piece | 36 |  | 0
|  | Two-beam rocker arm 2KL-12/16-1 | piece | 18 |  | 0
|  | Intermediate link PTR-12/21-2 | piece | 36 |  | 0
|  | Adjustable intermediate link PTM-21-2 | piece | 36 |  | 0
|  | Pressed tension clamp NAS-500-1 | piece | 36 |  | 0
|  | Screen fastening node UKE-6g | piece | 18 |  | 0
|  | Protective screen E3-500-1A | piece | 18 |  | 0
|  | Spiral fitting PLTDT 2 | piece | 48 |  | 0
|  | High-strength bolts, diam. 30 mm long. 140 mm | piece | 12480 |  | 0
|  | High strength nuts, washers diam. 30 mm | piece | 12480 |  | 0
|  | Clamp supporting PGN 3-5 | piece | 60 |  | 0
|  | Intermediate | piece | 81 |  | 0
|  | The armature is linear | piece | 194 |  | 0
| Linear armature Total |  |  | 198221.45 | 0 | 52487
| Oil and gas fittings | Column head | piece | 20 |  | 0
|  | Shaped products | piece | 648 |  | 0
|  | flanges GOST 12820 Du 150mm pressure Ru 16 | piece | 160 |  | 0
|  | flanges GOST 12820 Du 200mm pressure Ru 16 | piece | 120 |  | 0
|  | flanges GOST 12820 Du 20mm pressure Ru 16 | piece | 60 |  | 0
|  | flanges GOST 12820 Du 250mm pressure Ru 16 | piece | 120 |  | 0
|  | flanges GOST 12820 Du 25mm pressure Ru 16 | piece | 60 |  | 0
|  | flanges GOST 12820 Du 300mm pressure Ru 16 | piece | 60 |  | 0
|  | flanges GOST 12820 DN 32 mm pressure Ru 16 | piece | 120 |  | 0
|  | flanges GOST 12820 Du 350mm pressure Ru 16 | piece | 24 |  | 0
|  | flanges GOST 12820 Du 400mm pressure Ru 16 | piece | 22 |  | 0
|  | flanges GOST 12820 Du 40mm pressure Ru 16 | piece | 120 |  | 0
|  | flanges GOST 12820 Du 500 mm pressure Ru 16 | piece | 24 |  | 0
|  | flanges GOST 12820 Du 50mm pressure Ru 16 | piece | 120 |  | 0
|  | flanges GOST 12820 Du 600mm pressure Ru 16 | piece | 2 |  | 0
|  | flanges GOST 12820 Du 65mm pressure Ru 16 | piece | 120 |  | 0
|  | flanges GOST 12820 Du 80mm pressure Ru 16 | piece | 160 |  | 0
|  | Fountain fittings | piece | 5 |  | 0
|  | Taps for pipes | piece | 978 |  | 0
|  | Tees for pipes | piece | 276 |  | 0
|  | Plugs for pipes | piece | 144 |  | 0
|  | Transitions for pipes | piece | 138 |  | 0
|  | Full-bore flange ball valve 11s336p DN250 PN16 with reducer | piece | 4 |  | 0
|  | Full-bore flanged ball valve 11s336p DN300 PN16 with reducer | piece | 4 |  | 0
|  | Ball valve DN 350/350 PN 25 (flange) | piece | 3 |  | 0
|  | Ball valve DN 400/400 PN 25 (flange) | piece | 3 |  | 0
|  | Ball valve DN 500/500 PN 25 (flange) | piece | 3 |  | 0
|  | Ball valve DN 600/600 PN 25 (flange) | piece | 2 |  | 0
|  | Ball valve DN 700/700 PN 25 (flange) | piece | 2 |  | 0
|  | Ball valve DN 800/800 PN 25 (flange) | piece | 2 |  | 0
|  | Ball valve DN 1000/1000 PN 25 (flange) | piece | 2 |  | 0
|  | Full-bore welded ball valve 11s337p DN250 PN25 with reducer | piece | 4 |  | 0
|  | Full-bore welded ball valve 11s337p DN300 PN25 with reducer | piece | 4 |  | 0
|  | Ball valve DN 400/400 PN 25 (for welding) | piece | 4 |  | 0
|  | Ball valve DN 500/500 PN 25 (for welding) | piece | 3 |  | 0
|  | Ball valve DN 600/600 PN 25 (for welding) | piece | 3 |  | 0
|  | Welded ball valve for overhead installation DN 700 | piece | 2 |  | 0
| Oil and gas fittings Total |  |  | 3546 |  | 0
| SIP fittings | NTD 151 Piercing branch clamp | piece | 1436 |  | 100
|  | NTD 201 Piercing branch clamp | piece | 1000 |  | 100
|  | TTD 201 Piercing branch clamp | piece | 1457 |  | 100
|  | Anchor clamps | piece | 2860 |  | 0
|  | Bandage steel tape | km | 3.72 |  | 0
|  | Bandage hook | piece | 930 |  | 0
|  | Anchor hook | piece | 26000 |  | 26000
|  | anchor clamp SO118.1201S or agnalog | piece | 2000 |  | 0
|  | anchor clamp SO157.1 or agnalog | piece | 2000 |  | 0
|  | anchor clamp SO158.1 or agnalog | piece | 2000 |  | 0
|  | clamp supporting SO130 or agnalog | piece | 2000 |  | 0
|  | piercing clamp SLIP22.1 | piece | 2000 |  | 0
|  | Clamp PSP 122 TRA | piece | 2610 |  | 0
|  | TTD 101FB piercing clamp | piece | 20 |  | 0
|  | Clamp TTD 151 | piece | 12000 |  | 0
|  | Clamp TTDC 28401 AT FBA piercing | piece | 1500 |  | 0
|  | GUKo2 anchor clamp | piece | 500 |  | 100
|  | Anchor clamp GUKp1 | piece | 700 |  | 100
|  | Anchor clamp GUKo1 | piece | 1440 |  | 0
|  | BRANCHING CLAMP ZV-1.2.2 | piece | 18000 |  | 0
|  | CLAMP BRANCHING PIERCING Z-2061 | piece | 2000 |  | 0
|  | CLAMP FOR TEMPORARY GROUNDS | piece | 240 |  | 0
|  | TENSION CLAMP ZN-2.3 | piece | 1500 |  | 0
|  | clamp PA-1-1 | piece | 100 |  | 0
|  | clamp PS-1-1 | piece | 400 |  | 0
|  | RA 2870P tension clamp | piece | 30 |  | 0
|  | Clamp TTD 201 FB piercing | piece | 50 |  | 0
|  | Anchor clamps (tensioning) for SIP 2 x (16-25) type GUK d2 | piece | 40000 |  | 40000
|  | Anchor clamps (tensioning) for SIP4 x (16-25) type GUK d4 | piece | 12000 |  | 12000
|  | Insulated piercing clip | piece | 3060 |  | 0
|  | Insulated piercing clamp for grounding | piece | 100 |  | 0
|  | END CAP | piece | 160 |  | 0
|  | SOT37 tape | km | 9.5 |  | 0
|  | Tension clamp GUKp2 | piece | 1500 |  | 200
|  | Tension clamp GUKp4 | piece | 1500 |  | 98
|  | Surge limiter TTD 2-151 PROTECT 66 | piece | 20 |  | 0
|  | Support clamp | piece | 460 |  | 0
|  | Scraper | piece | 3720 |  | 0
|  | SOT36 scraper | piece | 4500 |  | 0
|  | TTD 151 Piercing branching clamp | piece | 900 |  | 100
|  | Holder for corrugated pipe with a diameter of 25 mm | piece | 120000 |  | 120000
|  | Holder for corrugated pipe with a diameter of 32 mm | piece | 36000 |  | 36000
|  | Universal hook | piece | 970 |  | 0
|  | Bandage hook CSC 16us | piece | 2000 |  | 0
|  | Bandage tape IF207 | km | 4 |  | 0
|  | Bandage scraper CF20 | piece | 4000 |  | 0
|  | Universal hook CSC16 | piece | 2000 |  | 200
|  | Branching clamp ZV-1.2.3 | piece | 6000 |  | 0
|  | clamp supporting SO130 or similar | piece | 110 |  | 0
|  | GHSO 16 hook | piece | 4050 |  | 0
|  | Clamp TTD 201FA | piece | 1950 |  | 0
|  | Clamp MJPT 50 connecting | piece | 2000 |  | 0
|  | Bandage tape | km | 12 |  | 0
|  | Clamp for bandage tape | piece | 12000 |  | 0
|  | Universal hook for hanging fittings on supports | piece | 10000 |  | 0
|  | tape SOT 37 or similar | km | 14 | 0 | 0
|  | CLAMP PUNCTURE BROKEN (SIP/SIP) 95/16 | piece | 750 |  | 0
|  | SOT 36 scraper or similar | piece | 14000 | 0 | 0
|  | Spiral ties for fastening an insulated wire of 10 kV | piece | 150 |  | 0
| SIP armature Total |  |  | 368716.22 | 0 | 235098
| Electric connecting and tensioning clamps (linear and hardware) | anchor clamp SO118.1201S or ZN 2-4 | piece | 500 |  | 0
|  | clamp supporting SO130 | piece | 4600 |  | 0
|  | piercing clamp SLIP22.1 | piece | 500 |  | 0
|  | Hardware clamp A4A -240 | piece | 80 |  | 0
|  | Hardware clamp A4A-185 | piece | 40 |  | 0
|  | Clamp NBN 2-6 | piece | 80 |  | 0
|  | Die clamp PA 3-2 | piece | 70 |  | 0
|  | Clamp SOAS-120 | piece | 100 |  | 0
|  | Clamp SOAS-150 | piece | 100 |  | 0
|  | Clamp SOAS-35 | piece | 150 |  | 0
|  | Clamp SOAS-50 | piece | 150 |  | 0
|  | Clamp SOAS-70 | piece | 300 |  | 0
|  | Clamp SOAS-95 | piece | 170 |  | 0
|  | Clamp GUKd2 | piece | 2200 |  | 434
|  | Clamp GUKd4 | piece | 600 |  | 84
|  | Clamp GUKo1 | piece | 600 |  | 42
|  | Clamp GUKo2 | piece | 100 |  | 28
|  | Clip PSP122TRA | piece | 1100 |  | 217
|  | Clamp TND151 | piece | 1200 |  | 91
|  | Clamp TTD151 | piece | 2600 |  | 490
|  | Clamp TTD201, TTD301 | piece | 800 |  | 84
|  | Hardware clamp A4A -120 | piece | 40 |  | 0
|  | A4A-70 hardware clamp | piece | 20 |  | 0
|  | Hardware clamp A4A -150 | piece | 40 |  | 0
|  | A4A-120 hardware clamp | piece | 400 |  | 0
|  | A4A-150 hardware clamp | piece | 400 |  | 0
|  | Hardware clamp A4A-185 | piece | 400 |  | 0
|  | Hardware clamp A4A-300 | piece | 20 |  | 0
|  | A4A-50 hardware clamp | piece | 10 |  | 0
|  | A4A-95 hardware clamp | piece | 140 |  | 0
|  | BRANCHING CLAMP ZV-1.1.2 | piece | 5631 |  | 0
|  | BRANCHING CLAMP ZV-1.1.4 | piece | 4000 |  | 0
|  | BRANCHING CLAMP ZV-1.2.0 | piece | 4000 |  | 0
|  | BRANCHING CLAMP ZV-1.2.2 | piece | 23988 |  | 0
|  | BRANCHING CLAMP ZV-1.2.4 | piece | 4000 |  | 0
|  | CLAMP BRANCHING PIERCING Z-206 | piece | 1000 |  | 0
|  | CLAMP BRANCHING PIERCING Z-2061 | piece | 2000 |  | 0
|  | Connecting clamp САС-240-1 | piece | 10 |  | 10
|  | Oval connecting clamp SOAS-120-3 | piece | 50 |  | 30
|  | Oval connecting clamp SOAS-150-3 | piece | 44 |  | 24
|  | Oval connecting clamp SOAS-185-3 | piece | 56 |  | 36
|  | Oval connecting clamp SOAS-70-3 | piece | 30 |  | 30
|  | Oval connecting clamp SOAS-95-3 | piece | 305 |  | 35
|  | Clamp ZN 2-4 | piece | 30 |  | 0
|  | Wedge tension clamp NKK 1-1B | piece | 50 |  | 0
|  | Wedge tension clamp NKK 2-1 | piece | 40 |  | 0
|  | TENSIONING CLAMP ZN 1.5 | piece | 2800 |  | 0
|  | Tension clamp ZN 2.4 | piece | 530 |  | 0
|  | TENSION CLAMP ZN-1.1 | piece | 23983 |  | 0
|  | TENSION CLAMP ZN-1.2 | piece | 3998 |  | 0
|  | TENSION CLAMP ZN-2.1 | piece | 5000 |  | 0
|  | TENSION CLAMP ZN-2.2 | piece | 4000 |  | 0
|  | TENSION CLAMP ZN-2.4 | piece | 3100 |  | 0
|  | TENSION CLAMP ZN-2.5 | piece | 2200 |  | 0
|  | TENSIONING ASSEMBLY CLAMP ZNM 120 | piece | 70 |  | 0
|  | Clamp NBN 3-6B | piece | 60 |  | 0
|  | Clamp NKK 1-1B | piece | 51 |  | 51
|  | Pressing clamp OA 240-1 | piece | 40 |  | 0
|  | CLAMP pressing OA 300-1 | piece | 15 |  | 0
|  | PGN clamp 2-6 | piece | 260 |  | 0
|  | PGN clamp 3-5 | piece | 200 |  | 0
|  | PGN clamp 5-3 | piece | 100 |  | 0
|  | SUPPORT CLAMP ZP-3.1 | piece | 4000 |  | 0
|  | SUPPORT CLAMP ZP-3.2 | piece | 2900 |  | 0
|  | Support clamp PGN-3-5 | piece | 1200 |  | 0
|  | Die clamp PA 1-1 | piece | 1000 |  | 0
|  | Die clamp PA 2-1 | piece | 50 |  | 0
|  | Die clamp PA 4-1 | piece | 70 |  | 0
|  | Die clamp PA 5-1 | piece | 30 |  | 0
|  | BOTTLE CLAMP PA 1-1 | piece | 1497 |  | 300
|  | BOTTLE CLAMP PA 3-2 | piece | 100 |  | 50
|  | Die clamp PA-3-2 | piece | 60 |  | 60
|  | Die clamp PA-5-1 | piece | 45 |  | 45
|  | Clamp SAC-240 | piece | 20 |  | 0
|  | Clamp SAS-300 | piece | 10 |  | 0
|  | Clamp SOAS-185 | piece | 60 |  | 0
|  | Clamp SOAS-240 | piece | 30 |  | 0
|  | Clamp SOAS-35 | piece | 497 |  | 100
|  | Clamp SOAS-50 | piece | 394 |  | 100
|  | Clamp SOAS-70 | piece | 205 |  | 100
|  | PS 1-1 steel clamp | piece | 2200 |  | 0
|  | PS 2-1 steel clamp | piece | 1100 |  | 0
|  | Support clamps are deaf | piece | 790 |  | 0
|  | Flat clamps (terminals) | piece | 3616 |  | 0
|  | Tension clamp 185 | piece | 5000 |  | 0
|  | Tension clamp AO 70 | piece | 1978 |  | 0
|  | Linear clamps for bare wire type AS | piece | 100 |  | 100
|  | repair spiral clamp SR-13.3-1A | piece | 20 |  | 0
|  | repair spiral clamp SR-15.2-1A | piece | 20 |  | 0
|  | repair spiral clamp SR-16.8-1A | piece | 20 |  | 0
|  | repair spiral clamp SR-18.8-1A | piece | 20 |  | 0
|  | repair spiral clamp SR-21.6-1A | piece | 20 |  | 0
|  | connecting spiral clamp ZSS-13.3-3A | piece | 20 |  | 0
|  | connecting spiral clamp ZSS-15.2-3A | piece | 20 |  | 0
|  | connecting spiral clamp ZSS-18.8-3A | piece | 20 |  | 0
|  | connecting spiral clamp ZSS-21.6-3A | piece | 20 |  | 0
|  | Clamp NB 3-6 | piece | 450 |  | 0
|  | Clamp NKK-1-1 | piece | 60 |  | 0
|  | anchor clamp SO80 | piece | 200 |  | 0
|  | anchor clamp SO80.225 | piece | 6500 |  | 0
|  | Connecting clip PGA 402 | piece | 50 |  | 0
|  | PGA 101 connecting clip | piece | 50 |  | 0
|  | Flat bolt clamps PA-2-2 | piece | 100 |  | 0
|  | Flat bolt clamps PA-3-2 | piece | 100 |  | 0
|  | Connecting clamp SOAS-70 | piece | 188 |  | 0
|  | CONNECTING CLAMPS MJPT 50-70 | piece | 64 | 0 | 0
|  | SBI Connectors S400AL4P23NS S400AL4P23NS hardware inclined bolt clamps for round bus or flexible wires | piece | 3 |  | 0
|  | Clamp SOAS-25 | piece | 620 |  | 100
|  | Clamp SOAS-95 | piece | 376 |  | 100
|  | Clamp SOAS-120 | piece | 207 |  | 50
|  | Clamp SOAS-150 | piece | 44 |  | 0
|  | Die clamp PA 2-2 | piece | 101 |  | 50
|  | Electric linear clamps | piece | 112 |  | 0
|  | Tension bolt clamp NBN-2-6 | piece | 270 |  | 0
|  | Tension bolt clamp NBN-3-6 | piece | 570 | 0 | 0
|  | Pressed tension clamp NAS-240-1 | piece | 79 | 0 | 0
|  | Pressed tension clamp NAS-330-1 | piece | 85 | 0 | 0
|  | Pressed connecting clamp САС-240-1 | piece | 293 | 0 | 0
|  | Pressed connecting clamp САС-330-1 | piece | 85 | 0 | 0
|  | Pressed loop clamp PAS-240-2 | piece | 60 | 0 | 0
|  | Pressed loop clamp PAS-300-2 | piece | 90 | 0 | 0
|  | Flat bolt clamp PA-4-1B | piece | 500 | 0 | 0
|  | Flat bolt clamp PA-5-1B | piece | 400 | 0 | 0
|  | Pressed hardware clamp A2A-120-5 | piece | 120 |  | 0
|  | Pressed hardware clamp A2A-150-5 | piece | 120 |  | 0
|  | Pressed hardware clamp A2A-185-5 | piece | 120 |  | 0
|  | Pressed hardware clamp A2A-240-5 | piece | 120 |  | 0
|  | Pressed hardware clamp A2A-300-2 | piece | 60 |  | 0
|  | Pressed hardware clamp A4A-120-5 | piece | 60 |  | 0
|  | Pressed hardware clamp A4A-150-5 | piece | 60 |  | 0
|  | Pressed hardware clamp A4A-185-5 | piece | 60 |  | 0
|  | Pressed hardware clamp A4A-240-5 | piece | 60 |  | 0
|  | one-sided piercing clamp | piece | 12400 |  | 0
|  | Branching clamp ZV 1.1.1 | piece | 3000 |  | 0
|  | ANCHOR TENSION CLAMP (DRIVER) SIP 4X16 | piece | 1260 |  | 0
|  | TTDC 28401 Piercing Clamp | piece | 150 |  | 0
|  | NTDC 28401 Piercing Clamp | piece | 130 |  | 0
|  | Piercing Clamp TNDC 28401BI 95 | piece | 130 |  | 0
|  | Pressable connecting clip 54-12-2A | piece | 80 |  | 0
|  | Tension clamp PA2870 | piece | 130 |  | 0
|  | Tension clamp AD15AL | piece | 120 |  | 0
|  | The clamp is tensioned | piece | 1500 | 0 | 0
|  | Supporting clamp | piece | 2000 | 0 | 0
|  | Debranching piercing clamp | piece | 14000 | 0 | 0
|  | Protective casing for clamps | piece | 99650 |  | 0
|  | SO85 clamp | piece | 9978 |  | 0
|  | Clamp FK120 | piece | 9997 |  | 0
|  | SBI type connecting clamp | piece | 89 |  | 0
|  | A tension clamp with a clamp for a steel rope | piece | 9824 |  | 0
|  | Hardware clamp CN2AA 54 G28 | piece | 50 |  | 0
| Electric connecting and tension clamps (linear and hardware) Total |  |  | 313208 | 0 | 2841
| Couplings | Coupling 10STP-8 (70/120) | piece | 40 |  | 0
|  | Coupling 10KNTP-8 (70/120) | piece | 20 |  | 0
|  | COUPLING 35 kV GUSJ-42/120-240-3HL | piece | 4 |  | 4
|  | COUPLING 35 kV TRAJ-42/1*120-240-3HL | piece | 4 |  | 4
|  | Coupling 4KNTP-1 (35/50) | piece | 30 |  | 0
|  | Coupling 4KNTP-1 (70/120) | piece | 30 |  | 0
|  | Clutch 4STP-1 (35/50) | piece | 40 |  | 0
|  | Clutch 4STP-1 (70/120) | piece | 30 |  | 0
|  | COUPLING POLJ 24/1*120-240 | piece | 45 |  | 45
|  | COUPLING POLT 24D/1XI-L12B | piece | 15 |  | 15
|  | A coupling for connecting an optical cable | piece | 30 |  | 0
|  | Coupling for pump unit GRUNDFOS HS350-250-630/573 5/1-FA-BBVP2 200/6 - HS | piece | 1 |  | 0
|  | Hot shrink coupling | piece | 10 |  | 0
|  | Connecting coupling 10-20kV 3PSt-10-20-25/50 | piece | 10 |  | 0
|  | Connecting coupling 10-20kV 3PSt-10-20-70/120 | piece | 30 |  | 0
|  | Connecting coupling 1kV 4Stp 150-240 | piece | 40 |  | 0
|  | Connecting coupling 1kV 4Stp 25-50 | piece | 60 |  | 0
|  | Connecting coupling 1kV 4Stp 70-120 | piece | 60 |  | 0
|  | Connecting coupling 10 kV GUST 12\70 - 120 Raychem | piece | 29 |  | 0
|  | Connecting coupling 10 kV STP-2-10 | piece | 28 |  | 0
|  | Coupling connecting 1kV 4PST-1 (70-120) with press sleeves | piece | 19 |  | 0
|  | Coupling connecting 6-10 kV | piece | 28 |  | 0
|  | Connecting clutch POLJ-42/1x120-240 | piece | 4 |  | 0
|  | Connecting clutch POLJ-42/1x35-70 | piece | 4 |  | 0
|  | Connecting clutch POLJ-42/1x70-120 | piece | 4 |  | 0
|  | Connecting clutch POLJ-42/3x70-120 | piece | 4 |  | 0
|  | Coupling heat-shrinkable 0.4 kV | piece | 200 |  | 0
|  | Heat-shrinkable connecting coupling 10 kV | piece | 459 |  | 0
|  | Clutch ZNE PE 100 GAZ SDR 11-110 | piece | 20 |  | 0
|  | Clutch ZNE PE 100 GAZ SDR 11-160 | piece | 160 |  | 0
|  | Clutch ZNE PE 100 GAZ SDR 11-225 | piece | 116 |  | 0
|  | Clutch ZNE PE 100 GAZ SDR 11-25 | piece | 470 |  | 0
|  | Clutch ZNE PE 100 GAZ SDR 11-32 | piece | 470 |  | 0
|  | Clutch ZNE PE 100 GAZ SDR 11-40 | piece | 860 |  | 0
|  | Clutch ZNE PE 100 GAZ SDR 11-50 | piece | 140 |  | 0
|  | Clutch ZNE PE 100 GAZ SDR 11-63 | piece | 360 |  | 0
|  | Clutch ZNE PE 100 GAZ SDR 11-75 | piece | 140 |  | 0
|  | Clutch ZNE PE 100 GAZ SDR 11-90 | piece | 260 |  | 0
|  | Cable coupling 10 kV | piece | 3 |  | 0
|  | cable coupling 10 STP ( 3 / 150-240) | piece | 200 |  | 0
|  | cable coupling 10 STP (3 / 70-120) | piece | 200 |  | 0
|  | Coupling cable connecting 10 STpM-7 (3/35-50) | piece | 80 |  | 0
|  | Cable connecting coupling 10 STpM-8 (3/70-120) | piece | 1493 | 0 | 0
|  | Cable connecting clutch 10 STpM-9 (3/150-240) | piece | 762 | 0 | 0
|  | Cable connecting coupling 10PSTP-8 (1/70-120) | piece | 32 |  | 0
|  | Cable connecting clutch 10PsTp-9 (3/150-240) | piece | 168 |  | 0
|  | Cable connecting clutch 1STp-1 ( 3/35-50 ) | piece | 25 |  | 0
|  | Cable connecting coupling 1STp-2 ( 3/70-120 ) | piece | 55 |  | 0
|  | Cable connecting clutch 1STp-4 ( 4/35-50 ) | piece | 62 |  | 0
|  | Cable connecting clutch 1STp-5 ( 4/70-120 ) | piece | 154 | 0 | 0
|  | Cable connecting coupling 1STp-6 (4/150-240) | piece | 12 |  | 0
|  | Cable connector 3*150-240 mm2 | piece | 100 |  | 0
|  | Cable connector 3*70-120 mm2 | piece | 145 |  | 0
|  | Cable connecting clutch 4STP-1 | piece | 200 |  | 0
|  | Coupling cable connecting CHMSV3 12kV 25-95 | piece | 6 |  | 0
|  | Cable connecting clutch. Heat-shrinkable for a section of 150-240 mm2. | piece | 6 |  | 0
|  | Cable terminal coupling 10 kV GUST 12\70 - 120 Raychem | piece | 47 |  | 0
|  | Cable end coupling 10PKVTP-8 (1/70-120) | piece | 7 |  | 0
|  | End coupling cable 10PKVTPn-9 (3/150-240) | piece | 32 |  | 0
|  | Cable terminal coupling 4KNTP-1 | piece | 30 |  | 0
|  | Inner cable end coupling 10KWpH-7 (3/35-50) | piece | 34 |  | 0
|  | Inner cable end coupling 10KWpH-8 (3/70-120) | piece | 79 |  | 0
|  | Inner cable end coupling 10KWpH-9 (3/150-240) | piece | 17 |  | 0
|  | Inner cable end coupling 1KWTPH-4 ( 4/35-50 ) | piece | 36 |  | 0
|  | Inner cable end coupling 1KWTPH-5 ( 4/70-120 ) | piece | 37 |  | 0
|  | Inner cable end coupling 3*150-240 mm2 | piece | 50 |  | 0
|  | Cable end coupling internal 3*70-120 mm2 | piece | 50 |  | 0
|  | Cable end coupling external 10КНТпН-7 ( 3/35-50 ) | piece | 25 |  | 0
|  | Cable end coupling external 10KNTpN-8 ( 3/70-120) | piece | 380 | 0 | 0
|  | Cable end coupling external 10КНТпН-9 ( 3/150-240) | piece | 89 |  | 0
|  | Coupling cable terminal external 1КНТпН-1 ( 3/35-50 ) | piece | 25 |  | 0
|  | Coupling cable terminal external 1КНТпН-2 ( 3/70-120 ) | piece | 40 |  | 0
|  | Coupling cable terminal external 1КНТпН-4 ( 4/35-50 ) | piece | 18 |  | 0
|  | Coupling cable terminal external 1КНТпН-5 ( 4/70-120 ) | piece | 47 |  | 0
|  | External cable terminal coupling 3*150-240 mm2 | piece | 50 |  | 0
|  | External cable terminal coupling 3*70-120 mm2 | piece | 50 |  | 0
|  | Cable end coupling external 1КНТпН-4 ( 4/35-50 ) | piece | 50 |  | 0
|  | Cable terminal coupling. Heat-shrinkable for a section of 150-240 mm2. | piece | 6 |  | 0
|  | Coupling KVTp 3-3-10 (150-240mm2) | piece | 15 |  | 0
|  | Coupling KVTp 4-2-1 (70-120 mm2) | piece | 20 |  | 0
|  | Coupling KVTp 4-3-1 (150-240 mm2) | piece | 15 |  | 0
|  | End coupling 10-20kV 3PKNtp-10-20-25/50 | piece | 10 |  | 0
|  | End coupling 10-20kV 3PKNtp-10-20-70/120 | piece | 30 |  | 0
|  | Final coupling 6-10 kV | piece | 19 |  | 0
|  | End coupling RAYCHEM POLT 42D/3XO-H4-L12 | piece | 2 |  | 0
|  | End coupling RAYCHEM POLT-42D/1XO-L12 50-120mm2 | piece | 2 |  | 0
|  | End coupling RAYCHEM POLT-42E/1XO-L12 120-240mm2 | piece | 2 |  | 0
|  | End coupling KNTP 10\70-120 10kV | piece | 25 |  | 0
|  | Coupling KNTp 3-2-10 (70-120mm2) | piece | 20 |  | 0
|  | Optical clutch Crosver FOSC-S | piece | 11 |  | 6
|  | Optical coupling FOSC-OPGW-A4S24-2-BBC | piece | 6 |  | 0
|  | Optical coupling FOSC-OPGW-B4S24-6-BBC | piece | 1 |  | 0
|  | Coupling PE 100 SDR 11 Dn 110 (Thermistor) | piece | 30 |  | 0
|  | Coupling PE 100 SDR 11 Dn 125 (Thermistor) | piece | 10 |  | 0
|  | Coupling PE 100 SDR 11 Dn 140 (Thermistor) | piece | 10 |  | 0
|  | Coupling PE 100 SDR 11 Dn 32 (Thermistor) | piece | 5000 |  | 0
|  | Coupling PE 100 SDR 11 Dn 40 (Thermistor) | piece | 30 |  | 0
|  | Coupling PE 100 SDR 11 Dn 50 (Thermistor) | piece | 30 |  | 0
|  | Coupling PE 100 SDR 11 Dn 63 (Thermistor) | piece | 100 |  | 0
|  | Coupling PE 100 SDR 11 Dn 75 (Thermistor) | piece | 30 |  | 0
|  | Coupling PE 100 SDR 11 Dn 90 (Thermistor) | piece | 30 |  | 0
|  | Coupling PE 100 SDR 17.6 Dn 160 (Thermistor) | piece | 10 |  | 0
|  | Coupling PE 100 SDR 17.6 Dn 180 (Thermistor) | piece | 10 |  | 0
|  | Coupling PE 100 SDR 17.6 Dn 200 (Thermistor) | piece | 10 |  | 0
|  | Coupling PE 100 SDR 17.6 Dn 225 (Thermistor) | piece | 10 |  | 0
|  | Coupling PE 100 SDR 17.6 Dn 280 (Thermistor) | piece | 10 |  | 0
|  | Coupling PE 100 SDR 17.6 Dn 315 (TR) | piece | 10 |  | 0
|  | Coupling PE 100 SDR 17.6 Dn 400 (Thermistor) | piece | 10 |  | 0
|  | Coupling steel D 15mm (black) | piece | 4000 |  | 0
|  | Coupling steel Du 20 | piece | 500 |  | 0
|  | Coupling steel D 20mm (black) | piece | 4000 |  | 0
|  | Coupling steel Du 25 | piece | 300 |  | 0
|  | Coupling steel D 25mm (black) | piece | 1000 |  | 0
|  | Coupling steel Du 32 | piece | 50 |  | 0
|  | Coupling steel D 32mm (black) | piece | 1000 |  | 0
|  | Coupling steel Du 40 | piece | 50 |  | 0
|  | Coupling steel D 40mm (black) | piece | 400 |  | 0
|  | Coupling steel Du 50 | piece | 100 |  | 0
|  | Steel coupling OD 50mm (black) | piece | 400 |  | 0
|  | Coupling STp 3-1-10 (35-50mm2) | piece | 9 |  | 0
|  | Coupling STp 3-2-10 (70-120mm2) | piece | 20 |  | 0
|  | Coupling STp 3-3-10 (150-240mm2) | piece | 15 |  | 0
|  | Coupling STp 4-3-1 (150-240-50mm2) | piece | 5 | 0 | 0
|  | Heat-shrinkable coupling | piece | 207 |  | 0
|  | End heat-shrinkable coupling | piece | 120 |  | 0
|  | Universal coupling, 2 cable entries, 1 splice cassette, 12 splice protectors | piece | 30 |  | 0
|  | couplings POLJ-01/4X 150-240 | piece | 8 |  | 8
|  | couplings POLJ-01/4X 25-70 | piece | 8 |  | 8
|  | couplings POLJ-01/4X 70-120 | piece | 16 |  | 16
|  | Emergency clutches | piece | 1 |  | 0
|  | Connecting couplings Ø110mm | piece | 15 |  | 0
|  | Cable connecting couplings | piece | 59 |  | 0
|  | End cable couplings | piece | 106 |  | 0
|  | Cable couplings, connecting voltage 10 kV 3x150-240 mm. sq., pc. | piece | 115 |  | 0
|  | Cable couplings, connecting voltage 10 kV 3x70-120 mm. sq. | piece | 388 |  | 0
|  | Couplings PE Du 110 | piece | 30 |  | 0
|  | Couplings PE Du 160 | piece | 20 |  | 0
|  | Couplings PE Du 20 | piece | 8 |  | 0
|  | Couplings PE Du 32 | piece | 28 |  | 0
|  | Couplings PE Du 40 | piece | 24 |  | 0
|  | Couplings PE Du 50 | piece | 32 |  | 0
|  | Couplings PE Du 63 | piece | 60 |  | 0
|  | Couplings PE Du 75 | piece | 32 |  | 0
|  | Couplings PE Du 90 | piece | 44 |  | 0
|  | Adapter | piece | 10 |  | 0
|  | Heat-shrinkable coupling for insulation of welded joints of pipelines | piece | 3900 |  | 0
|  | Cable coupling | piece | 970 |  | 0
|  | Connecting clutch POLJ-42/1*630(097) | piece | 6 |  | 0
|  | End coupling POLT-42G/1XO-L20A (500-630) | piece | 6 |  | 0
|  | Coupling EHVS-145TWI | piece | 6 |  | 0
|  | End clutch OHVT-145CW-C21A-52-A2A | piece | 6 |  | 0
|  | Clutch Sttp-4x(35-50)-1 | piece | 10 |  | 0
|  | Coupling Sttp-4x(70-120)-1 | piece | 11 |  | 0
|  | Connecting couplings | piece | 20 |  | 0
|  | End coupling of external installation | piece | 10 |  | 10
|  | Coupling connecting external installation | piece | 10 |  | 10
|  | Final clutch | piece | 3 |  | 0
|  | Cable coupling KNTP 70-120 | piece | 40 |  | 20
|  | Cable coupling 1 STP6 4-150-240 | piece | 6 |  | 6
|  | Coupling STp 4-1-1 (35-50mm2). Coupling STp 4-1-1 (35-50mm²). | piece | 5 |  | 0
|  | Coupling STp 4-2-1 (70-120mm2). | piece | 15 | 0 | 0
|  | T-shaped shielded adapters for RP with gas insulation with type C bushings | set | 120 |  | 0
|  | Connecting cable joint Raychem POLJ-24 for a cable with cross-linked polyethylene insulation with a section of 1x120 mm2 | piece | 63 |  | 0
|  | Connecting cable joint Raychem POLJ-24 for a cable with cross-linked polyethylene insulation with a section of 1x150 mm2 | piece | 6 |  | 0
|  | Connecting cable joint Raychem POLJ-24 for a cable with cross-linked polyethylene insulation with a section of 1x240 mm2 | piece | 129 |  | 0
|  | Connecting cable joint Raychem POLJ-24 for cable with cross-linked polyethylene insulation cross-section 1x400 mm2 | piece | 129 |  | 87
|  | Connecting cable joint Raychem POLJ-24 for a cable with cross-linked polyethylene insulation with a section of 1x500 mm2 | piece | 42 |  | 24
|  | Connecting cable joint Raychem POLJ-24 for a cable with cross-linked polyethylene insulation with a section of 1x70 mm2 | piece | 411 |  | 150
|  | End cable coupling Raychem POLT-24 for a cable with cross-linked polyethylene insulation with a section of 1x120 mm2 | piece | 96 |  | 30
|  | End cable coupling Raychem POLT-24 for cable with cross-linked polyethylene insulation cross-section 1x150 mm2 | piece | 12 |  | 0
|  | End cable coupling Raychem POLT-24 for a cable with cross-linked polyethylene insulation with a section of 1x240 mm2 | piece | 36 |  | 18
|  | End cable coupling Raychem POLT-24 for a cable with cross-linked polyethylene insulation with a section of 1x400 mm2 | piece | 30 |  | 15
|  | End cable coupling Raychem POLT-24 for a cable with cross-linked polyethylene insulation with a section of 1x500 mm2 | piece | 12 |  | 0
|  | End cable coupling Raychem POLT-24 for a cable with cross-linked polyethylene insulation with a section of 1x70 mm2 | piece | 30 |  | 15
|  | CHMSV 24kV 50-150 | piece | 12 |  | 0
|  | CHMSV 24kV 95-240 | piece | 12 |  | 0
|  | CHESK-F 24kV 50-150 | piece | 36 |  | 0
|  | CHESK-F 24kV 95-240 | piece | 36 |  | 0
|  | POLJ-01/4X 70-120-T | piece | 12 |  | 0
|  | Cable coupling 10 STP-M8 70x120 | piece | 118 |  | 20
|  | Cable coupling 10 KMTP-M8 3x70x240 | piece | 29 |  | 0
|  | Cable coupling 35STPO 70x120 | piece | 9 |  | 9
|  | Cable coupling 1 STP5 4-70-120 | piece | 27 |  | 10
|  | Cable coupling 10 STP-M9 150x240 | piece | 8 |  | 0
|  | Connecting coupling 1kV | piece | 68 |  | 0
|  | Cable couplings | set | 834 |  | 0
|  | Cable couplings | piece | 8 | 0 | 0
|  | Cable end coupling Cellpack CAESK-I 12 kV 95-150; End coupling Cellpack CHE-3I(A) 12 kV 95-240 L500 mm | piece | 4 |  | 0
| Couplings Total |  |  | 35257 | 0 | 530
| Aluminum tips | Cable terminal tubular insulated ø 2.5 sq.mm, blue, e.terminal.stand.e2508.blue, pack 100 pcs. | piece | 13 |  | 0
|  | Cable terminal tubular insulated for 2 conductors 2x1.5 sq.mm, e.terminal.stand.te.2.1.5.black, black, pack 100 pcs. | piece | 13 |  | 0
|  | Cable terminal tubular insulated for 2 conductors 2x2.5 sq.mm, e.terminal.stand.te.2.2.5.grey, gray, pack 100 pcs. | piece | 13 |  | 0
|  | CABLE ALUMINUM F 35 tip | piece | 880 |  | 0
|  | CABLE ALUMINUM F 50 tip | piece | 1010 |  | 0
|  | CABLE ALUMINUM F 70 tip | piece | 220 |  | 0
|  | CABLE ALUMINUM F 95 tip | piece | 50 |  | 0
|  | Aluminum cable tip 10mm2 | piece | 22 |  | 0
|  | Aluminum tip, 16mm2 | piece | 150 |  | 0
|  | Aluminum cable tip, 25mm2 | piece | 150 |  | 0
|  | Aluminum cable tip, 35mm2 | piece | 150 |  | 0
|  | Aluminum cable tip, 50 mm2 | piece | 150 |  | 0
|  | Aluminum cable tip, 70 mm2 | piece | 150 |  | 0
|  | Aluminum cable tip, 95 mm2 | piece | 150 |  | 0
|  | Aluminum cable tip, 120mm2 | piece | 150 |  | 0
|  | Aluminum cable tip, 150mm2 | piece | 150 |  | 0
|  | Aluminum cable tip, 185mm2 | piece | 150 |  | 0
|  | Aluminum cable tip, 240mm2 | piece | 150 |  | 0
|  | Tip for crimping AL 120/150 | piece | 92 |  | 0
|  | Aluminum tips D 16 mm | piece | 338 |  | 50
|  | Aluminum tips D 35 mm | piece | 968 |  | 50
|  | Aluminum tips D 50 mm | piece | 849 |  | 50
|  | Aluminum tips D 70 mm | piece | 673 |  | 50
|  | Aluminum tips D 95 mm | piece | 395 |  | 50
|  | Tips or sleeves | piece | 5000 |  | 0
|  | CABLE ALUMINUM F 150 tip | piece | 100 |  | 0
| Aluminum tips Total |  |  | 12136 |  | 250
| Tips are copper | Tip M120 | piece | 100 |  | 0
|  | Tip M16 | piece | 100 |  | 0
|  | Tip M240 | piece | 100 |  | 0
|  | Tip M25 | piece | 100 |  | 0
|  | Tip M35 | piece | 100 |  | 0
|  | Tip M50 | piece | 100 |  | 0
|  | Tip M70 | piece | 100 |  | 0
|  | Tip M95 | piece | 100 |  | 0
|  | Cable tubular tip copper Ф 2-18 mm | piece | 100000 |  | 0
|  | Copper cable tip, 6mm2 | piece | 150 |  | 0
|  | Copper cable tip, 10mm2 | piece | 130 |  | 0
|  | Copper cable tip, 25mm2 | piece | 150 |  | 0
|  | Copper cable tip, 35mm2 | piece | 150 |  | 0
|  | Copper cable tip, 50mm2 | piece | 150 |  | 0
|  | Copper cable tip, 70mm2 | piece | 150 |  | 0
|  | Copper cable tip, 95mm2 | piece | 150 |  | 0
|  | Copper cable tip, 120mm2 | piece | 100 |  | 0
|  | Copper cable tip, 150mm2 | piece | 100 |  | 0
|  | Copper cable tip, 185mm2 | piece | 100 |  | 0
|  | Copper cable tip, 240 mm2 | piece | 100 |  | 0
|  | Copper cable tip | piece | 300 |  | 0
|  | Cable end, connecting sleeve | piece | 1009 |  | 0
| Copper tips Total |  |  | 103539 |  | 0
| traverses | A set of 100 kV traverses | piece | 30 |  | 0
|  | A set of 35 kV traverses | piece | 30 |  | 0
|  | TRAVERSE 35 KV PB-35-2 | piece | 37 |  | 0
|  | Traverse B 6 | piece | 360 |  | 0
|  | Traverse B-6 | piece | 80 |  | 0
|  | Traverse B-7 | piece | 40 |  | 0
|  | Traverse B-8 | piece | 90 |  | 0
|  | Traverse B-9 | piece | 45 |  | 0
|  | Traverse B-1C with clamps | piece | 100 |  | 0
|  | Traverse B-2C with clamps | piece | 50 |  | 0
|  | TRAVERSA PB-110-15 | piece | 10 |  | 10
|  | TRAVERSA PB-110-3 | piece | 2 |  | 0
|  | TRAVERSA PB-110-5 | piece | 34 |  | 0
|  | TRAVERSA PB-110-8 | piece | 44 |  | 10
|  | TRAVERSE PB-35-1V | piece | 10 |  | 10
|  | Portal traverse UT-3B | piece | 4 |  | 0
|  | Traverse TM 1 | piece | 300 |  | 100
|  | Traverse TM 3 | piece | 180 |  | 80
|  | Traverse TM-1 with a clamp | piece | 1500 |  | 0
|  | Traverse TM-3 with a clamp | piece | 1000 |  | 0
|  | Traverse TN - 12u | piece | 300 |  | 50
|  | Traverse TN-002 with clamp | piece | 2500 |  | 0
|  | TRAVERSA UB-35-1 | piece | 65 |  | 0
|  | Cable rack B 33 | piece | 120 |  | 0
|  | Rope support B-33 | piece | 45 |  | 0
|  | Traverse for PL 6-10 kV | piece | 50 |  | 50
|  | Traverse B4 | piece | 8 |  | 0
|  | Traverse B5 | piece | 4 |  | 0
|  | Rope holder B32 | piece | 2 |  | 0
|  | Traverse TV254 | piece | 4 |  | 0
|  | Traversa TV370 | piece | 4 |  | 0
|  | Traverse TV256 | piece | 4 |  | 0
|  | Cable rack TS251 | piece | 2 |  | 0
|  | Traverse TV 255 rated with installation kit, KGP 7-3 and SRS 7-16 | piece | 480 |  | 0
|  | Traverse TV 250 rated with installation kit, KGP 7-3 and SRS 7-16 | piece | 240 |  | 0
|  | Traverse TV 267 is rated with an installation kit | piece | 30 |  | 0
|  | Traverse B1C together with the installation kit | piece | 420 |  | 0
|  | Traverse B2C together with the installation kit | piece | 210 |  | 0
|  | TM-1 traverses | piece | 100 |  | 0
|  | TM-3 traverse | piece | 100 |  | 0
|  | Traverse TN - 2 | piece | 200 |  | 50
|  | Traverse is hot-dip galvanized TM-1 | piece | 250 |  | 0
|  | Traverse is hot-dip galvanized TM-3 | piece | 130 |  | 0
|  | Traverse hot-dip galvanized TN002 | piece | 100 |  | 0
| Traverse Total |  |  | 9314 |  | 360
Armature Total |  |  |  | 1090956.37 | 0 | 291604
Switches | Switch inputs | 110 kV high-voltage input for switches | piece | 12 |  | 0
|  | High-voltage input for 35 kV switches | piece | 72 |  | 0
|  | high-voltage input of the GKVII-15-110/2000 type for the MKP-110 switch | piece | 21 |  | 0
| Switch inputs Result |  |  | 105 |  | 0
| Switches are automatic | Automatic circuit breaker 100 A | piece | 300 |  | 0
|  | Automatic circuit breaker 160 A | piece | 300 |  | 0
|  | Automatic circuit breaker 1600 A | piece | 7 |  | 0
|  | Automatic switch 1p 10A | piece | 100 |  | 0
|  | Automatic switch 1p 16A | piece | 100 |  | 0
|  | Automatic switch 1p 25A | piece | 100 |  | 0
|  | Automatic switch 1p 32A | piece | 100 |  | 0
|  | Automatic switch 1p 40A | piece | 100 |  | 0
|  | Automatic switch 1p 63A | piece | 100 |  | 0
|  | Automatic circuit breaker 200 A | piece | 127 |  | 0
|  | Automatic circuit breaker 250 A | piece | 11 |  | 0
|  | Automatic switch 3p 10A | piece | 100 |  | 0
|  | Automatic switch 3p 16A | piece | 100 |  | 0
|  | Automatic switch 3p 25A | piece | 100 |  | 0
|  | Automatic switch 3p 32A | piece | 100 |  | 0
|  | Automatic switch 3p 40A | piece | 100 |  | 0
|  | Automatic switch 3p 63A | piece | 100 |  | 0
|  | Automatic circuit breaker 400 A | piece | 8 |  | 0
|  | Automatic switch 400A | piece | 4 |  | 0
|  | Automatic circuit breaker 500 A | piece | 33 |  | 0
|  | Automatic switch 63 A | piece | 300 |  | 0
|  | Automatic circuit breaker 630 A | piece | 14 |  | 0
|  | Automatic switch 630A | piece | 3 |  | 0
|  | Automatic circuit breaker ETI ETIBREAK 2 160A | piece | 20 |  | 0
|  | Automatic circuit breaker ETI ETIBREAK 2 200A | piece | 20 |  | 0
|  | Automatic circuit breaker ETI ETIBREAK 2 250A | piece | 20 |  | 0
|  | Automatic circuit breaker ETI ETIBREAK 2 400A | piece | 20 |  | 0
|  | GV2ME06 automatic switch with GVAE11 contactor | piece | 5 |  | 0
|  | Automatic circuit breaker AVV-400 A/250 A HOUSE | piece | 2 |  | 0
|  | Double-pole automatic switch 6A, characteristic B [B6] | piece | 1 |  | 0
|  | Automatic switch and disconnector 3150 A - 125 kA peak - 50 kA/3 sec. | piece | 16 |  | 0
|  | Automatic switch and disconnector 4000 A - 160 kA peak - 63 kA/3 sec. | piece | 3 |  | 0
|  | Automatic switch for 100 A | piece | 130 |  | 0
|  | 100A automatic switch | piece | 128 |  | 0
|  | Automatic switch for 160 A | piece | 130 |  | 0
|  | Automatic circuit breaker for 160A | piece | 115 |  | 0
|  | Automatic switch for 200A | piece | 548 |  | 0
|  | Automatic switch for 250 A | piece | 40 |  | 0
|  | Automatic switch for 250A | piece | 115 |  | 0
|  | 2P C4 circuit breakers | piece | 90 |  | 90
|  | 3P B2 circuit breakers | piece | 10 |  | 10
|  | Automatic switches VA 47-29 3R 2A type C | piece | 107 |  | 0
|  | AUTO OFF AP50 2MT 40A | piece | 10 |  | 0
|  | AUTO OFF AP50B ZMT 16A | piece | 10 |  | 0
|  | AUTO OFF VA 47-29 2R 32A | piece | 10 |  | 0
|  | AUTO OFF BA 47-29 3Р 40А Х-КА C4.5КА | piece | 10 |  | 0
|  | AUTO OFF VA47-29 2P 25А 4.5KA S IEC | piece | 10 |  | 0
|  | AUTO OFF VA88-32 3P 100A 25KA IEC | piece | 10 |  | 0
|  | AUTO OFF ВА88-32 3Р 16А 25КА IEC | piece | 10 |  | 0
|  | AUTO OFF ВА88-33 3Р 32А 35КА IEC | piece | 10 |  | 0
|  | Automatic switch iC60N | piece | 26 |  | 0
|  | Load switch ABB OT63E3 63A | piece | 2 |  | 0
|  | Single-phase automatic switch 25A | piece | 20000 |  | 20000
|  | Three-phase automatic switch 25A | piece | 6000 |  | 6000
|  | Automatic circuit breaker for 180A | piece | 97 |  | 0
|  | Automatic three-pole switch A3124 40 A | piece | 9 |  | 0
|  | Automatic three-pole switch A3124 100 A | piece | 12 |  | 0
|  | Automatic three-pole switch A3144 300 A | piece | 20 |  | 0
|  | Automatic two-pole switch, type C, 16 A | piece | 200 |  | 0
|  | Automatic three-pole switch, type C, 40A | piece | 30 |  | 0
|  | Automatic three-pole switch, type C, 63A | piece | 30 |  | 0
|  | AP-50 three-pole automatic switch, 16A | piece | 30 |  | 0
|  | Automatic three-pole switch AP-50, 25A | piece | 19 |  | 0
|  | Automatic three-pole switch AP-50, 40A | piece | 20 |  | 0
|  | Automatic three-pole switch AP-50, 50A | piece | 20 |  | 0
|  | Automatic three-pole switch AE2046, 80A | piece | 5 |  | 0
|  | Automatic three-pole switch AE2046, 100A | piece | 10 |  | 0
|  | Automatic three-pole switch VA 88-40, 500 A | piece | 4 |  | 0
|  | Automatic single-pole switch, 25A | piece | 100 |  | 0
|  | Automatic single-pole switch, 16 A | piece | 200 |  | 0
|  | Automatic single-pole switch, 10A | piece | 50 |  | 0
|  | Automatic switch VA77-1-250 3p 100A | piece | 4 |  | 0
|  | Automatic switch VA77-1-250 3p 125A | piece | 4 |  | 0
|  | Automatic switch VA77-1-250 3p 160A | piece | 2 |  | 0
|  | Automatic switch A3726F U3, 250A | piece | 2 |  | 0
|  | Automatic 3-pole switch, 125 A | piece | 11 |  | 0
|  | Automatic circuit breaker for 400A | piece | 989 |  | 0
|  | Power automatic switches | piece | 38 |  | 0
|  | Automatic circuit breakers type AV2M-20 SV | piece | 12 |  | 0
|  | Automatic switch 0.4 kV | piece | 340 |  | 0
|  | Automatic switch 1P Ex9VN 1P C10A 230/400 V, 10 A | piece | 12 |  | 0
|  | Automatic switch 3R Ex9VN 3R V16 400 V, 16 A | piece | 17 |  | 0
|  | Automatic switch 3R Ex9VN 3R V20 400 V, 20 A | piece | 6 |  | 0
|  | Automatic switch 1P Ex9VN 1P C40 230/400 V, 40 A | piece | 6 |  | 0
|  | Automatic switch 250A | piece | 158 |  | 50
|  | Automatic switch 160A | piece | 285 |  | 50
|  | Automatic switch 100A | piece | 347 |  | 50
|  | Automatic switch 63A | piece | 240 |  | 50
|  | Automatic switch 630A | piece | 50 | 0 | 10
|  | Automatic circuit breaker 40A | piece | 300 |  | 30
|  | Automatic switch 63A | piece | 300 |  | 30
|  | Automatic circuit breaker 80A | piece | 300 |  | 30
|  | Automatic circuit breaker 125A | piece | 300 |  | 40
|  | Automatic two-pole switch with an auxiliary contact | piece | 8 |  | 0
|  | Automatic four-pole switch with auxiliary contact | piece | 1 |  | 0
|  | Automatic two-pole switch with an auxiliary contact | piece | 2 |  | 0
|  | Automatic circuit breakers 0.4 kV with motor drive (Schneider, Easy Pact, MVS08N) | piece | 12 |  | 0
|  | Automatic circuit breaker for 160A. | piece | 536 |  | 0
|  | Automatic switch, 2 poles, 25A | piece | 500 |  | 0
|  | Automatic switch, 3 poles, 10A | piece | 50 |  | 0
|  | ABB BMS411 B16 1P | piece | 2072 |  | 200
|  | ABB SH201-C25 1P | piece | 3802 |  | 200
|  | ABB BMS413 C10 3P | piece | 2348 |  | 100
|  | ABB BMS413 C16 3P | piece | 647 |  | 100
|  | Automatic switch | piece | 4 |  | 0
|  | Automatic switch 3p 630A, type EB2 630/3LE 36kA | piece | 1 | 0 | 0
|  | Low and medium voltage switches | piece | 1000 |  | 0
|  | Automatic switch Acti9 iC60N 2P, kr. C, 6A | piece | 3 |  | 0
|  | Automatic switch Acti9 iC60N 2P, kr. C, 10A | piece | 3 |  | 0
|  | Automatic switch 160A | piece | 6 |  | 0
|  | Automatic switch 250A | piece | 4 |  | 0
| Automatic switches Total |  |  | 45513 | 0 | 27040
| Vacuum switches | Vacuum switch 10 kV | piece | 72 | 0 | 0
|  | Vacuum switch 35 kV | piece | 12 | 0 | 0
|  | Vacuum switch 6 kV | piece | 33 |  | 0
|  | Vacuum switches 10 kV | piece | 225 |  | 0
|  | Vacuum switches 35 kV | piece | 38 | 0 | 0
|  | Vacuum switches VV-35 kV | piece | 30 |  | 0
|  | Switch | piece | 3 |  | 0
|  | 10 kV switch | piece | 40 |  | 0
|  | Switch 10 kW, 630 A | piece | 10 |  | 0
|  | Switch 35 kV | set | 10 |  | 4
|  | Vacuum switch 10 kV | piece | 30 |  | 0
|  | Vacuum switch 10 kV with a set of adaptation for KRN-10 cell | piece | 110 |  | 0
|  | Vacuum switch 35 kV | piece | 22 |  | 1
|  | Vacuum switch SIEMENS 3AF or similar | piece | 100 |  | 0
|  | Vacuum switch SIEMENS SION 3AE5 or similar | piece | 200 |  | 0
|  | Vacuum switch B35B-LE-51/K-U1 35 kV | piece | 2 |  | 0
|  | Vacuum switch BP35НСМ - 2 | piece | 6 |  | 0
|  | Vacuum switch with a voltage of 10 kV | piece | 388 |  | 0
|  | Vacuum switch with a voltage of 20 kV SIMENS 3AE 24 kV, 2000 A, 25 kA | piece | 10 |  | 0
|  | 20 kV vacuum circuit breaker SIMENS 3AE13, 24 kV, 800 A, 16 kA | piece | 6 |  | 0
|  | Vacuum switch with a voltage of 35 kV | piece | 115 |  | 0
|  | 35 kV switches | piece | 4 |  | 0
|  | Vacuum switches 10 kV VRS-10-12.5/630 | piece | 23 |  | 0
|  | Vacuum switches 10 kV VRS-10-25/1600 | piece | 8 |  | 0
|  | Vacuum switch BB/TEL-10-20-1000 | piece | 4 |  | 0
|  | Control module TEU_CM_16_2(220_1) for BB/TEL-10-20/1000 | piece | 8 |  | 0
|  | Vacuum switch BB/VL-12-20/1000 | piece | 20 |  | 0
|  | VL 10kV 1000A 25kA | piece | 5 |  | 0
|  | Vacuum switch VR-1 | piece | 60 |  | 0
|  | SIEMENS Fusaver 3AD8422 27kV 200A | piece | 60 |  | 0
|  | ABB OVB-VBF or similar | piece | 50 |  | 0
|  | Switch - 145 kV | piece | 9 |  | 0
|  | Vacuum switch. Nominal voltage 10 kV; The highest working voltage is 12.5 kV; Rated current 1000 A; The nominal short-circuit current is 12.5 kA | piece | 65 |  | 0
|  | Vacuum switch. Nominal voltage 10 kV; The highest working voltage is 12.5 kV; Rated current 1000 A; Rated short-circuit current 25 kA | piece | 40 |  | 0
|  | Block with vacuum circuit breaker 35 kV, rated current 1600 A, Urv 35 kV | piece | 6 |  | 0
|  | 10kV vacuum switch SIEMENS 3AE5 (alternating current). With a set of adaptation to the KRUN-10 cell | piece | 116 |  | 0
|  | VACUUM CIRCUIT BREAKER WITH SPRING DRIVE, NOMINAL VOLTAGE 10 KV type Easypact EXE Circuit Breaker (or similar) and adaptation kits | piece | 90 |  | 0
|  | Vacuum switch Schneider Easypact EXE 12/630/25 U2 (or analogue) with an adaptation kit for installation in cells of the type KRN-10-U-1, KRN-12, K-12, K-13, K-VI U, K- 37, KVP-6-01, K-37, 4KVP-24, KVP-6-13, KRUN-10-2VV-630-S-U-1, KSO-266, K-104, KM-1F-10- 20, K-47, KSO-2-UM, KVE-6-15; | piece | 25 |  | 0
|  | Vacuum switch 35kV, Siemens 3AF0143 | piece | 15 |  | 0
|  | Vacuum switch 10 kV, Evolis-12/630 (stationary) | piece | 2 |  | 0
|  | Vacuum switch 10 kV, EasyPact EXE-6/20/1600/200; EXE122516L1B (cut out on cassette) | piece | 2 |  | 0
|  | Vacuum input 35 kV | piece | 1 |  | 0
|  | Vacuum switch SIEMENS 3 AF or similar | piece | 34 | 0 | 0
|  | Block with vacuum circuit breaker 35 kV complete with dry current transformers and 2 sets. disconnectors with grounding knives and with protection terminals included | piece | 1 |  | 1
|  | Block with vacuum circuit breaker 35 kV complete with dry current transformers and 1 set. disconnectors with grounding knives and with protection terminals included | piece | 3 |  | 3
|  | Vacuum switch 35 kV VR-35НСМ (or analogue) | piece | 4 |  | 0
|  | SIEMENS Fusesaver 200A, 6.3kA | piece | 15 |  | 0
|  | SIEMENS Fusesaver 400A, 6.3kA | piece | 15 |  | 0
|  | Vacuum switch VR35НС-35-20/1600U1 | piece | 3 |  | 0
| Vacuum switches Total |  |  | 2150 | 0 | 9
| Electric gas switches | Electric gas three-pole switch LTB 145 | set | 8 |  | 0
|  | Switch 110 kV GL-312 | set | 1 |  | 0
|  | Switch 330 kV GL-315 | set | 1 |  | 0
|  | Switch 3T-20T, type 110kV LTB 145 drive MD-300 | set | 7 |  | 0
|  | Generator switch HGI-2 | set | 1 |  | 0
|  | Generator switch HVR-63XS | set | 1 |  | 0
|  | Electric and gas switch 110 kV | set | 21 |  | 0
|  | Electric and gas switch 110 kV type LW30-126 | set | 5 |  | 0
|  | 110kV electric and gas circuit breaker type LTB-145 | set | 1 |  | 0
|  | Electric and gas switch 150 kV GL313 | set | 3 |  | 0
|  | Electric and gas circuit breaker 150 kV with spring drive BLK -222, console for current transformers and RZA, type LTB-170D1/B or equivalent | set | 25 |  | 0
|  | Electric and gas switch 330 kV, (for three phases) | set | 1 |  | 0
|  | Electric and gas switch 750 kV, (for three phases) | set | 2 |  | 0
|  | Electric and gas switch ABB LTB-420E2 220 kV | set | 1 |  | 0
|  | Electric and gas circuit breaker ABB LTB-420E2 330 kV | set | 7 |  | 0
|  | Electric gas switch ABB LTB-420E2 or similar | set | 6 |  | 0
|  | Electric and gas switch GL 312 or similar | set | 50 |  | 0
|  | Electric and gas switch HPL 245B1 1AT 220 kV | set | 2 |  | 0
|  | Electric and gas switch HPL 245B1, 1AT 220 kV | set | 2 |  | 0
|  | Electric and gas switch HPL 245B1, or analogue I=3150A, U=220 kV, Idisconnect=50 kA | set | 1 |  | 0
|  | Electric gas switch HPL 245B1, block switch | set | 1 |  | 0
|  | Electric and gas switch HPL245B1/220kV/4000/50kA, or similar | set | 5 |  | 0
|  | Electric gas switch LTB 170D1/154kV/3150/40kA, or similar | set | 6 |  | 0
|  | Electric and gas switch LTB 420E2 330 kV | set | 2 |  | 0
|  | Electric gas switch LTB 420E2/330kV/4000/40kA, or similar | set | 13 |  | 0
|  | Electric gas switch SF6 330 kV | set | 6 |  | 0
|  | Switches 330kV type LTB 420E2. 4000A, 40kA (or similar) | set | 5 |  | 0
|  | Electric and gas circuit breakers 110 kV type LTB-145 d1/b | set | 7 |  | 0
|  | Electric gas switches LTB170D1 | set | 3 |  | 0
|  | Electric and gas switch 110 kV | set | 5 | 0 | 1
|  | Electric and gas switch 150 kV | set | 2 |  | 0
|  | Electric gas three-phase switch for 150 kV | set | 1 |  | 0
|  | Electric and gas switches 110 kV | set | 27 |  | 5
|  | Switch GL311 F3/4031 P 3150 A | set | 2 |  | 0
|  | Switch - 420 kV | set | 2 |  | 0
|  | Electric and gas switch 36 kV, 2000A | set | 1 |  | 0
|  | Hitachi 425 kV LTB 420E2 circuit breaker | set | 1 |  | 0
|  | Electric and gas switches 330 kV | set | 2 |  | 3
|  | Electric and gas switch with a built-in current transformer of the COMPASS type, manufactured by Hitachi Energy | set | 1 | 0 | 0
|  | Electric gas switch 110 kV column. Nominal voltage 110 kV; Rated current 3150 A; Rated short-circuit current 40 kA | piece | 7 |  | 0
|  | Electric and gas 110 kV side switch with built-in current transformers in both directions. Nominal voltage 110 kV; Rated current 3150 A; Rated short-circuit current 40 kA | piece | 8 |  | 0
|  | Module (pole) of the electric and gas switch ABB, LTB 72.5D1/BUS 72.5 kV 2500 A | set | 3 |  | 3
|  | Switch 110 kV (GL-312) | set | 1 |  | 0
|  | Switch 110 kV | set | 3 |  | 3
|  | Electric gas high-voltage switch with FKF 2-6 drive | piece | 1 |  | 0
|  | Electric and gas switch VHT-110.ІІІ-40/3150U1 with universal drive and racks H=1890 mm included | set | 3 |  | 0
|  | Electric and gas switch 150kV, GL-313 F1/4031P | set | 3 |  | 0
|  | Electric and gas switch 110 kV, GL-312 F1/4031P | set | 3 |  | 0
|  | Electric gas switch GL 312 F1 or similar | set | 13 | 0 | 0
|  | Electric and gas circuit breaker 150 kV LTB-170 (or a complete analogue) | set | 6 |  | 0
|  | Electric and gas switch 110 kV LTB-145 (or a complete analogue) | set | 6 |  | 0
|  | Electric gas generator switch EVH-3G type HECS-100L | set | 1 |  | 0
|  | Switch 110 kV 20t. LTB145D1/B drive type BLK222 | set | 1 |  | 0
|  | Electrogas switches of the LTD145D1/B "АВВ" type | set | 2 |  | 0
|  | Electric gas switch 110kV 3 phases. Type LTB145D1/B | piece | 2 | 0 | 0
| Electric and gas switches Total |  |  | 301 | 0 | 15
| Oil switches | MG-20 oil switch with electric magnet. driven by PE-31 | piece | 4 |  | 0
| Oil switches Total |  |  | 4 |  | 0
| Air switches | Load switch VN-16-10/630 | piece | 3 |  | 0
|  | Load switch VNA-10/400-20 U3 | piece | 3 |  | 0
|  | Load switch VNA-10/630-20-with U3 | piece | 1 |  | 0
|  | Load switch VNR-10/630 | piece | 2 |  | 0
|  | Load switch 10 kV, 630 A | piece | 28 |  | 0
|  | Load switch-disconnector VNR-10/630 with a PR-10 drive with grounding blades located from below (2 pcs.) | piece | 3 |  | 0
|  | Load switch Socomec 2600 3161 Sirco 3x1600A F 400-500 V, 1600 A | piece | 6 |  | 0
|  | 10 kV load switch | piece | 7 |  | 0
|  | Switch LTB-420E2 "АВВ" | piece | 7 |  | 12
|  | Section switch 35 kV | piece | 1 |  | 0
|  | 20kV load switch | piece | 43 |  | 0
| Air switches Total |  |  | 104 |  | 12
| Other equipment for switches | Vacuum switch block for 6 kV | piece | 12 |  | 0
|  | Copper-contact group for disconnector RLND-10/400U1 (3 phases) | piece | 25 |  | 0
|  | Spring drive to the VMP-10 switch | piece | 1 |  | 0
|  | Gasket for oil switch VKE-10 | piece | 240 |  | 0
|  | A set of spare parts for the overhaul of a HECS-130XL electric gas circuit breaker (ABB company) - see tab "Spare parts for circuit breakers" | piece | 1 |  | 0
|  | A set of spare parts for the overhaul of an electric and gas switch of the HECS-130XLp type (ABB company) - see tab "Spare parts for circuit breakers" | piece | 1 |  | 0
|  | BLK222 drive to LTB type circuit breaker | piece | 1 |  | 1
|  | The SIEMENS Fusesaver control cabinet is complete with a solar battery for powering its own needs | piece | 1 |  | 0
|  | USB antenna with remote control SIEMENS Fusesaver | piece | 3 |  | 0
|  | The uncoupling is electronic | piece | 2 |  | 0
|  | Copper-tinned tire 350x60x10 | piece | 3 |  | 0
|  | Magnetic reed switch with COMK1-8 mounting | piece | 3 |  | 0
|  | Block contact to the automatic switch | piece | 40 | 0 | 0
|  | Junction box for switches | piece | 60 | 0 | 0
|  | Automatic switches | piece | 64 |  | 0
| Other equipment for switches Total |  |  | 457 | 0 | 1
| Arc extinguishing cameras | Arc extinguishing coil (reactor) 10 kV plunger type ASС1.0Р 840kVA/10kV/15-145A/ZN/DB-24h with liquid dielectric, shunt resistance and regulator REG-DPA | piece | 4 |  | 0
| Arc extinguishing cameras Result |  |  | 4 |  | 0
| Switches | Change-over 1-0-2 switch 2 pole 25A, plastic | piece | 10 |  | 0
|  | Change-over 1-0-2 switch 3 pole 40A, plastic | piece | 10 |  | 0
|  | 0.4 kV switches | piece | 62 |  | 0
|  | Switches up to 1 kV | piece | 482 |  | 0
| Switches Total |  |  | 564 |  | 0
| Reclosers | Vacuum recloser 20 kV | piece | 15 |  | 0
|  | Vacuum reclosers 10 kV | piece | 12 |  | 0
|  | Vacuum reclosers 35 kV | piece | 20 |  | 0
|  | Recloser "HUGHES ACR240" | piece | 4 |  | 0
|  | SIEMENS compact modular recloser 3AD7331-5РВ10-0АА0 12kV 630A 12.5kA CMR | piece | 10 |  | 0
|  | Vacuum recloser OSM 15-16-800-310-033 | piece | 20 |  | 0
|  | Vacuum recloser OSM 27-12-800-310-033 as part of a transformer for own needs and an installation kit | piece | 10 |  | 0
|  | Compact modular recloser OSM 38-16-800-300 | piece | 2 |  | 0
|  | Recloser 10 kV | piece | 20 |  | 0
|  | Recloser 35 kV OSM-38-16-800 | piece | 56 |  | 0
| Reclosers Total |  |  | 169 |  | 0
| Disconnectors | Automatic switch and disconnector 4000 A - 160 kA peak - 63 kA/3 sec. | piece | 2 |  | 0
|  | Load switch VNAp-10/630 | piece | 3 |  | 0
|  | Communication capacitor 3СМР -110/√3 2100F (air line 238) | piece | 1 |  | 0
|  | 110 kV single-pole disconnector with one grounding blade GW4-126D(W)/1250A | piece | 6 |  | 0
|  | Disconnector 110 kV | piece | 1 |  | 0
|  | RLNDZ-2-35/1000 | piece | 2 |  | 0
|  | RNDZ-10/1000 disconnector | piece | 100 |  | 0
|  | Disconnector | piece | 1 |  | 0
|  | Disconnector 10 kV | piece | 8 | 0 | 0
|  | Disconnector 110 kV | piece | 7 |  | 0
|  | Disconnector 150 kV | piece | 17 | 0 | 0
|  | Disconnector 150 kV GW-55 | piece | 8 |  | 0
|  | Disconnector 35 kV | piece | 190 | 0 | 0
|  | Disconnector 35 kV RDZ | piece | 41 |  | 35
|  | Disconnector of exhaust type BS-15 (3 phases) | piece | 30 |  | 0
|  | 10 kV linear disconnector | piece | 9 |  | 0
|  | Disconnector RV-10/400 | piece | 1 |  | 0
|  | Disconnector RV-10/630 | piece | 6 |  | 0
|  | Disconnector RVz-10/630 | piece | 1 |  | 0
|  | Disconnector RVRZ-10/630 or similar | piece | 100 |  | 0
|  | Disconnector RGP-2-110/1000 or similar | piece | 50 |  | 0
|  | Disconnector RGP-2-35/1000 or similar | piece | 100 |  | 0
|  | Disconnector RlND-10/400 | piece | 3 |  | 0
|  | Disconnector RlND-10/630 | piece | 6 |  | 0
|  | Disconnector RLNDz-10/400-U1 | piece | 100 |  | 0
|  | Disconnectors 110 kV | piece | 50 |  | 0
|  | Disconnectors 110kV 31500 A - 160 kA peak - 40 kA/3sec | piece | 12 |  | 0
|  | Disconnectors 154kV 3150 A - 125 kA peak - 50 kA/3sec | piece | 20 |  | 0
|  | Disconnectors 220kV 4000 A - 160 kA peak - 50 kA/3sec | piece | 14 |  | 0
|  | Disconnectors 330kV 3150 A - 160 kA peak - 50 kA/3sec | piece | 19 |  | 0
|  | Disconnectors 35 kV | piece | 10 |  | 0
|  | Disconnectors single-pole 10 kV | piece | 10 |  | 0
|  | Three-pole disconnector 110 kV with two earthing blades GW4-126D(W)/1250A | piece | 10 |  | 0
|  | Three-pole disconnector 110 kV with one earthing blades GW4-126D(W)/1250A | piece | 2 |  | 0
|  | Disconnector RVZ 10/630 II | piece | 8 |  | 0
|  | Disconnector RVZ 10/400 III | piece | 1 |  | 0
|  | Disconnector RVZ 10/1000 II | piece | 2 |  | 0
|  | RLNDz-10/400-U1 with PR-01-01U1 drive (with grounding knives) with galvanized metal structures | piece | 5 |  | 0
|  | Disconnector 110 kV RDZ-110/2000 | piece | 2 |  | 0
|  | Linear disconnector of external installation, two-column, three-pole | piece | 5 |  | 0
|  | Disconnector | piece | 4 |  | 5
|  | Disconnector with grounding for a voltage of 24 kV | piece | 97 |  | 0
|  | Line disconnector RLND 630 | piece | 150 |  | 0
|  | Disconnector RLND-10/400U1 | piece | 200 |  | 50
|  | Disconnectors are single-pole 110 kV | piece | 33 |  | 0
|  | Disconnectors three-pole 110 kV | piece | 62 |  | 0
|  | Disconnectors 110 kV (DTS-110 with one ZN) | piece | 2 |  | 0
|  | 110 kV disconnector (DTS with two ZN) | piece | 1 |  | 0
|  | Disconnectors 110kV 3150 A - 160 kA peak - 40 kA/3sec | piece | 6 |  | 0
|  | Disconnector 3-pole 150 kV | piece | 1 |  | 0
|  | Linear disconnector 3-pole 150 kV | piece | 1 |  | 0
|  | 35kV disconnector with drive for external installation | piece | 53 |  | 0
|  | Three-pole disconnector 110 kV with 1 set of grounding knives type GW4-126D/1600 | piece | 4 |  | 0
|  | Three-pole disconnector 110 kV with 2 sets of grounding knives type GW4-126DD/160 | piece | 6 |  | 0
|  | Three-pole disconnector 110 kV with 2 sets of grounding knives type GW55-126DII, 1600A, 40kA/3s | piece | 2 |  | 0
|  | Three-pole disconnector 110 kV with 1 grounding knife type GW55-126D, 1600A, 40kA/3s | piece | 4 |  | 0
|  | ZON disconnector | piece | 1 |  | 0
|  | Disconnector RLND 10/400 with PR | piece | 50 | 0 | 0
|  | Disconnector RVRZ-2-20/8000 with drive | piece | 6 |  | 0
|  | Disconnector RVRZ-2-10/4000 with drive | piece | 2 |  | 0
|  | Disconnector RV-10/630 UHL2 with drive | piece | 2 |  | 0
|  | Linear disconnector 110 kV RDZ, 2-110/1000 UHL1 | piece | 2 |  | 0
|  | Disconnector 110kV, Type SDF 145/1600, 3 phases, one earthing blade | piece | 1 | 0 | 0
|  | Disconnector 110kV, Type NSA 145/1600, 3 phases, two grounding blades | piece | 2 | 0 | 0
|  | Disconnector RDZ-2-35/1000UHL1 | piece | 12 |  | 0
|  | Disconnector with grounding for a voltage of 10 kV | piece | 91 |  | 0
| Disconnectors Total |  |  | 1758 | 0 | 90
| Breakers | BREAKER VR-32/100A | piece | 120 |  | 0
|  | BREAKER VR-32/250A | piece | 200 |  | 0
|  | BREAKER VR-32/630A | piece | 100 |  | 0
|  | BREAKER RE 19-43 | piece | 120 |  | 0
|  | BREAKER RE 19-44 | piece | 120 |  | 0
|  | BREAKER RE 19-45 | piece | 120 |  | 0
|  | Circuit breaker RE 311500 1000A | piece | 1 |  | 0
|  | Circuit breaker RE 311500 1600A | piece | 1 |  | 0
|  | CIRCUIT BREAKER RE19-39 | piece | 120 |  | 0
|  | CIRCUIT BREAKER RE19-41 | piece | 120 |  | 0
|  | Circuit breaker RPB-100 A | piece | 56 |  | 0
|  | RPB-160 A circuit breaker | piece | 43 |  | 0
|  | Breaker RPB-250 A | piece | 89 |  | 0
|  | RPB-400 A circuit breaker | piece | 44 |  | 0
|  | Breaker RPB-630 A | piece | 27 |  | 0
|  | RPS-100 A circuit breaker | piece | 8 |  | 0
|  | RPS-1000 A circuit breaker | piece | 8 |  | 0
|  | RPS-160 A circuit breaker | piece | 6 |  | 0
|  | Circuit breaker RPS-1600 A | piece | 6 |  | 0
|  | breaker RPS2 250A | piece | 200 |  | 0
|  | RPS-250 A circuit breaker | piece | 6 |  | 0
|  | Circuit breaker RPS-250 A with fuses | piece | 200 |  | 0
|  | breaker RPS4 400A | piece | 90 |  | 0
|  | RPS-400 A circuit breaker | piece | 3 |  | 0
|  | RPS-400 A circuit breaker with fuses | piece | 150 |  | 0
|  | breaker RPS6 630A | piece | 38 |  | 0
|  | RPS-630 A circuit breaker | piece | 2 |  | 0
|  | Circuit breaker RPS-630 A with fuses | piece | 100 |  | 0
|  | Breakers | piece | 15 |  | 0
|  | Circuit breaker RPS-1 100A | piece | 60 | 0 | 20
|  | Circuit breaker RPS-1 160A | piece | 55 | 0 | 15
|  | Circuit breaker RPS-1 250A | piece | 70 | 0 | 20
|  | Circuit breaker RPS-1 400A | piece | 45 | 0 | 5
|  | Switch-disconnector (Rolling switch) 400A | piece | 6 |  | 0
|  | Switch-disconnector (Rolling switch) 250A | piece | 8 |  | 0
| Breakers Total |  |  | 2357 | 0 | 60
| Equipment for electric and gas switches | Components for ABB type LTB switches | set | 1 |  | 1
| Equipment for electric and gas switches Summary |  |  | 1 |  | 1
Switches Total |  |  |  | 53487 | 0 | 27228
Engines | Engines (other) | Internal combustion engine | piece | 6 |  | 0
|  | Electric motor | piece | 2 |  | 0
|  | The electric motor of the blower fan | piece | 4 |  | 0
|  | Power transformer blowing fan | piece | 50 |  | 0
|  | Electric motor | piece | 1 |  | 0
| Engines (other) Total |  |  | 63 |  | 0
| Electric motors < 10 kW | SEW-Eurodrive K77 DT100LS4/BMG/TF | piece | 1 | 0 | 0
|  | Strömberg HXUR 208C2 B3 | piece | 1 | 0 | 0
|  | VEM K21R 100 L 4 | piece | 1 | 0 | 0
|  | Electric motor | piece | 25 |  | 0
|  | Electric motor AIR 100L4 4kW 1500rpm IM3081 | piece | 2 |  | 0
|  | Electric motor AIR80A2 IM1081 1.5 kW 3000 rpm. | piece | 2 |  | 0
|  | Electric motor AIR80V2 IM2081 2.2 kW 3000 rpm. | piece | 2 |  | 0
|  | Electric motor AOL31-4 | piece | 1 |  | 0
|  | Small power electric motor | piece | 30 |  | 0
|  | Electric motor 5.5 kW, 1500 rpm | piece | 2 |  | 0
|  | Electric motors of oil pumps of feeding electric pump type A52-3 or equivalent. | piece | 3 |  | 0
|  | Electric motors of pressure valves of the feeding electric pump type AOS-42-4 or equivalent | piece | 3 |  | 0
|  | Electric motor type DAZO4-450U-8U1 6 kV, 500 kW, 750 rpm. | piece | 4 |  | 4
| Electric motors < 10 kW Total |  |  | 77 | 0 | 4
| Electric motors > 110 kW | BBC Brown Boveri QU355M4AB | piece | 1 | 0 | 0
|  | VAO-2-280M4 | piece | 7 |  | 0
|  | VAO-2-315M4 | piece | 3 |  | 1
|  | VAO-2-560 | piece | 1 |  | 0
|  | VAO-2-560S4 | piece | 3 |  | 2
|  | Electric motor VAO-4-560S4 | piece | 2 |  | 0
|  | Electric motor ZHEN AV-8000/6000 | piece | 1 |  | 1
|  | NPE-3 electric motor | piece | 1 |  | 1
|  | Electric motors of the ZNPNT-3 unit | piece | 2 |  | 2
|  | Electric motors KN BA12-41-4 | piece | 2 |  | 2
|  | Electric motors NZU-3 | piece | 3 |  | 3
|  | AKN-15-49-12 electric motor | piece | 1 |  | 0
|  | Excavator pump electric motor type DAZO 13-67-6 6kV, 630kW, 1000rpm | piece | 10 |  | 6
|  | Electric motor VAO 450-250/1140-660/1000RPM | piece | 2 |  | 0
|  | VAO-2 electric motor | piece | 5 |  | 0
|  | Electric motor VAO-2 630 kW, 1500 rpm. pump drive CNS 300/480 | piece | 2 |  | 0
|  | Electric motor VAO-2.315 | piece | 1 |  | 0
|  | Electric motor VAO2-450/315/6 | piece | 1 |  | 0
|  | Electric motor VAO2-560M4 630 kW 1500 rpm | piece | 4 |  | 0
|  | Electric motor MA-36-125/740 | piece | 1 |  | 0
|  | Electric motor of network pump A5K-355-250-4 | piece | 1 |  | 0
|  | Electric motor MN-36-61-8 | piece | 1 |  | 0
|  | Electric motor NTVC type A-114-4 6kV, 320kW, 1480rpm | piece | 2 |  | 1
|  | SDV-15-64-10 electric motor of VHP VC-32 drive | piece | 2 |  | 0
|  | Electric motor SDV-15-64-10-U3 | piece | 1 |  | 0
|  | Electric motor VAO2-250 M4 250 kW, 1500 rpm. | piece | 2 |  | 0
|  | Electric motor VAO2-315-6 L4 315 kW, 1500 rpm. | piece | 1 |  | 0
|  | Electric motor VAO2-560-6 S4 500 kW, 1500 rpm. | piece | 4 |  | 2
|  | Electric motor VAO2-280M2 | piece | 3 |  | 0
|  | Electric motor VAO2-315M6 | piece | 2 |  | 0
|  | Electric motor VAO2-315M4 | piece | 1 |  | 0
|  | VAOK 450 M6 electric motor | piece | 4 |  | 0
|  | Electric motor VAO2-560 S4 500 kW, 1500 rpm. | piece | 3 |  | 1
|  | Electric motor VAO2-560-6 LA4 800 kW, 1500 rpm. | piece | 2 |  | 1
|  | Electric motor DAZO 1569 8.10 500/900 kW 600/740 rpm | piece | 12 | 0 | 6
|  | Electric motor 113 4M 250 kW 1480 rpm | piece | 3 | 0 | 0
|  | Electric motor 250 kW | piece | 1 |  | 0
|  | VAO2-315-6 L4 315 kW, 1500 rpm. | piece | 6 |  | 0
|  | Electric motor of the ATM-3800-2 electric feeding pump or equivalent | piece | 1 |  | 0
|  | AC-5000 electric feed pump electric motor or equivalent | piece | 1 |  | 0
|  | The electric motor of the backup exciter type ATK180Sabo equivalent | piece | 1 |  | 0
| Electric motors > 110 kW Total |  |  | 107 | 0 | 29
| Electric motors 11-110 kW | Electric motor | piece | 5 |  | 0
|  | Electric motor 4AM160S2U3 | piece | 1 |  | 0
|  | Electric motor VAIU160-18.5-1140/660 | piece | 2 |  | 0
|  | Electric motor VAIU160M4-18.5/1140/660. | piece | 1 |  | 0
|  | Electric motor VAIU180M4-30/1140/660 | piece | 3 |  | 0
|  | Electric motor VRP132-11-380/660 | piece | 2 |  | 0
|  | Electric motor EDKOF | piece | 3 |  | 0
|  | Electric motor BP 200 M2 | piece | 1 |  | 0
|  | Electric motor 2BP 250S4 | piece | 5 |  | 0
|  | Electric motor 3VR-180M2 | piece | 3 |  | 0
|  | DRT-13 electric motor | piece | 6 |  | 0
|  | Electric motor VAO2-280M6 | piece | 4 |  | 0
|  | Electric motor VAO2-280M4 | piece | 4 |  | 0
|  | Electric motor 2EDKOF 250LB4 | piece | 4 |  | 0
|  | Electric motor 2EDKOF 250M4 | piece | 6 |  | 0
|  | Electric motors are explosion-proof | piece | 73 |  | 0
|  | Electric motor 22-30 kW, 3000 rpm | piece | 2 |  | 0
|  | 22 kW electric motor | piece | 1 |  | 0
|  | Asynchronous three-phase motor | piece | 2 |  | 0
| Electric motors 11-110 kW Total |  |  | 128 |  | 0
Engines Result |  |  |  | 375 | 0 | 33
Power sources | Accumulator batteries | Bosch 0092S40270 70Ah 630A R+, or similar | piece | 5 |  | 0
|  | Bosch S4 006 60А 12 B | piece | 1 |  | 0
|  | Bosch S4 026 | piece | 1 |  | 0
|  | Bosch T3 052 | piece | 1 |  | 0
|  | Bosch T3 079 | piece | 1 |  | 0
|  | Bosch T4076 | piece | 1 |  | 0
|  | OGi cells (stationary lead-acid batteries Classic Ogi) | piece | 216 |  | 0
|  | Accumulator battery "RITAR LiFePO4" 12.8V 200Ah | piece | 55 |  | 0
|  | Accumulator battery "Ventura GP" 12 volts-18 A/h | piece | 99 |  | 0
|  | Rechargeable battery "Fort XT-12V32 Professional" | piece | 18 |  | 0
|  | Accumulator battery Asterion GEL 12-150 ND 12V 150 Ah | piece | 19 |  | 0
|  | Battery B-1860Q Li-Ion. 18B, 6.0 A/r | piece | 10 |  | 0
|  | Car battery | piece | 1 |  | 0
|  | Lithium battery | piece | 200 |  | 0
|  | Accumulators | piece | 350 |  | 0
|  | Accumulator battery | piece | 528 |  | 0
|  | Accumulator battery SP-12-55, 55 Ah, 238 V | piece | 19 |  | 0
|  | VARTA Vb 2305 battery | piece | 4 |  | 0
|  | Accumulator batteries | piece | 384 |  | 0
|  | Accumulator batteries 1000 Ah | piece | 1 |  | 0
|  | Accumulator battery AM-8D PzS-630 | piece | 2 |  | 0
|  | The battery is a stationary battery | piece | 1199 |  | 0
|  | Cargo battery Bosch 6СТ-190 Az EFB 0 092 TE0 777, or similar | piece | 4 |  | 0
|  | Power element 343 | piece | 300 |  | 0
|  | IMPRES Li-Ion 3000mAh battery pack (PMNN4488A) with 2.5" clip (PMLN7296A) | piece | 100 |  | 0
|  | Accumulator batteries for UPS | piece | 625 |  | 0
|  | Lead-fleece battery (AGM), sealed | piece | 10 |  | 0
|  | Lead-acid battery (AGM), sealed | piece | 20 |  | 20
|  | Lead-acid battery (AGM), sealed | piece | 27 |  | 0
|  | Lead-acid battery (AGM), hermetic | piece | 18 |  | 20
|  | Rechargeable batteries YUASA SWL2500FR | piece | 100 |  | 100
|  | Rechargeable batteries 12v/180 FT | piece | 208 |  | 0
|  | Electric batteries | piece | 4 |  | 0
|  | Sonnenschein A5 | piece | 6 |  | 6
|  | battery for replacement in the UPS | piece | 20 |  | 20
|  | LiFePO4 12V/40AH battery (BMS) (lithium iron phosphate battery for UPS) | piece | 8 |  | 7
|  | LiFePO4 12V/100AH battery (BMS) (lithium iron phosphate battery for UPS) | piece | 2 |  | 1
|  | LiFePO4 12V/65AH battery (BMS) (lithium iron phosphate battery for UPS) | piece | 6 |  | 3
|  | Battery | piece | 23 | 0 | 0
|  | Battery | piece | 10 |  | 0
|  | 18650 battery | piece | 1000 |  | 0
|  | External battery power bank | piece | 50 |  | 0
|  | Accumulator battery | piece | 192 |  | 0
|  | Cargo battery EXIDE 6СТ-190 Az Start PRO | piece | 2 |  | 1
|  | Accumulator battery for high-voltage substations | piece | 2 |  | 0
|  | Battery 12 V 33 A/h | piece | 168 |  | 30
|  | Accumulator battery 100 A*h (12 V DC) type AGM/gel | piece | 200 |  | 0
|  | Battery module (rechargeable) capacity 51.2 kW | piece | 1 | 0 | 1
|  | Energy accumulator Atlas Copco ZBP45 Li-ion 45 kW*h, 400/230 V, 45 kVA (36kW) | piece | 1 |  | 0
|  | UPS EuroPower PSW-EP6000TW48 4200 W (PSW-EP6000TW48) | piece | 4 |  | 0
|  | Accumulator battery 6CT-50 A1 | piece | 5 |  | 5
|  | Accumulator battery 6ST-60 A1 | piece | 15 |  | 15
|  | Accumulator battery 6ST-60 A1 EURO | piece | 6 |  | 6
|  | Accumulator battery 6ST-77 A1 | piece | 14 |  | 14
|  | Rechargeable battery 6ST-77 A1 (EURO) | piece | 3 |  | 3
|  | Accumulator battery 6ST-100A1 | piece | 8 |  | 8
|  | Accumulator battery 6ST-190A1 | piece | 5 |  | 6
|  | BAE 16Ogi 880 battery | piece | 2 |  | 1
|  | Replacement of batteries SK10 with 14 OGI 350 (108 batteries) | piece | 1 |  | 0
|  | "VARTA rechargeable battery for powering ZSN and units 1-2 Type – Vb-2415" | piece | 1 |  | 1
|  | Stationary rechargeable battery AB bl.1, 2 Vb-2415 (1500 A*g) | piece | 1 |  | 0
|  | Stationary rechargeable battery AB-4 Vb-2314++ (700 A*g) | piece | 1 |  | 0
|  | SUBSTATION BATTERY UNITS (2V): 350 A/hour | piece | 116 |  | 0
|  | SUBSTATION BATTERY UNITS (2V): 250 A/hour | piece | 232 |  | 0
|  | AGM battery | piece | 200 |  | 0
|  | Container battery energy storage system | piece | 3 |  | 0
|  | Container Battery Energy Storage System 645 kWh (BESS) (00601 Czech Republic) | piece | 2 |  | 0
|  | Container Battery Energy Storage System 860 kWh (BESS) (00601 Czech Republic) | piece | 2 |  | 0
|  | Accumulator battery 12V, 12 A*h Merlion LiFePO4 12.8V | piece | 6 |  | 0
|  | Battery Energy Storage System | piece | 2 |  | 0
| Accumulator batteries Total |  |  | 6851 | 0 | 268
| Uninterruptible power supplies | Uninterruptible power supply units 3-6 kW | piece | 20 |  | 0
|  | Uninterruptible power supplies | piece | 94 |  | 2
|  | 5KW uninterruptible power supplies | piece | 4 |  | 0
|  | Uninterruptible power supply | piece | 36 |  | 0
|  | Shield of automatic reserve input, AVR-600-160-31UZ | piece | 1 |  | 0
|  | 5KW uninterruptible power supply | piece | 4 |  | 2
|  | Charger | piece | 25 |  | 0
|  | Source of Uninterruptible Power Supply 200 kVA, (160 kW at cos φ=0.8) | piece | 1 |  | 0
|  | Energy accumulator | piece | 4 |  | 1
|  | Uninterruptible power supply unit | piece | 96 |  | 0
|  | UPS | piece | 200 |  | 0
|  | UPS PowerWalker VFI 3000 RMG PF1 (10122115) | piece | 3 |  | 0
|  | Uninterruptible power supply SMT3000RMI2U or similar | piece | 2 |  | 0
|  | Power supply JI 12/3 | piece | 40 |  | 0
|  | Equipment for the energy storage system (200 kW) | piece | 1 |  | 0
|  | Energy storage system (50 kW) | piece | 3 |  | 0
|  | Energy storage system (15 kW) | piece | 2 |  | 0
|  | Uninterruptible power supply device APC Easy UPS 700VA | piece | 30 |  | 0
|  | Container battery energy storage system | piece | 5 |  | 0
|  | Container battery system 1075 kWh of energy storage | piece | 1 |  | 0
|  | Container battery system 215 kWh of energy storage | piece | 3 |  | 0
| Uninterruptible power sources Total |  |  | 575 |  | 5
| Power sources are different | Power supply unit | piece | 5 |  | 0
|  | Battery tester 6/12/24 V | piece | 2 |  | 0
|  | Static switch STATYS 32-63A | piece | 2 |  | 0
|  | Static switch STATYS 63-100A | piece | 2 |  | 0
|  | Power supply units | piece | 5 |  | 0
|  | Power supply unit for computer equipment | piece | 60 | 0 | 0
|  | Fluence GridStack Pro 20 MW / 40 MWh network battery energy storage system | piece | 1 |  | 0
|  | LR20 battery | piece | 100 | 0 | 0
|  | Power banks | piece | 100 |  | 0
|  | 600 kW generator for the pumping station | piece | 1 |  | 0
|  | Generators for emergency backup mode | piece | 25 |  | 0
|  | Generators for emergency mode of operation | piece | 37 |  | 0
|  | Solar panel | kW*h | 430 |  | 0
|  | String inverter | kW*h | 1 |  | 0
|  | Power supply unit | piece | 4 |  | 0
|  | DIRECT CURRENT BOARDS WITH CHARGER-SUB-CHARGER DEVICES FOR MAIN AND FINAL ELEMENTS | piece | 3 |  | 0
|  | Switch Cisco Catalyst WS-C2960X-24TS-L | piece | 6 |  | 0
|  | Container-type uninterruptible power supply | piece | 5 |  | 0
|  | Power supply DRC-100B | piece | 3 |  | 0
|  | Power supply DDR-120B-48 | piece | 3 |  | 0
|  | Power supply DDR-15G-24 | piece | 3 |  | 0
|  | Gas piston generator 100 kW | piece | 1 |  | 0
|  | Gas piston generator 50 kW | piece | 1 |  | 0
|  | Gas piston generator 40 kW | piece | 2 |  | 0
|  | Gas piston generator 30 kW | piece | 2 |  | 0
|  | Gas piston generator 250 kW | piece | 1 |  | 0
|  | Solar panels | piece | 200 |  | 0
| Other power sources Total |  |  | 1005 | 0 | 0
| Chargers | Power Bank | piece | 30 |  | 0
|  | Power supply unit | piece | 4 |  | 0
|  | Charging station | piece | 17 |  | 0
|  | Charger 6-digit IMPRES2, model PMPN4289A | piece | 40 |  | 0
|  | Battery charger | piece | 100 |  | 0
|  | Replacement battery cartridge #43 APC RBC43 | piece | 4 |  | 0
|  | Poverbank | piece | 900 |  | 0
|  | Dnipro-M JS-80 starter-charger, or similar | piece | 1 |  | 0
|  | Starter-charger for car batteries | piece | 20 |  | 0
|  | Device for charging AB up to 100A | piece | 1 |  | 0
|  | Device for charging AB 7 - 32A | piece | 2 |  | 0
|  | Charging stations of the EcoFlow type | piece | 9 |  | 0
|  | Power bank | piece | 50 |  | 1
|  | The main lead-acid storage battery of the station | piece | 1 |  | 0
|  | Automatic charger HTRC P20 12V20A/24V10A for acid, gel, AGM and LiFePO4 batteries | piece | 10 |  | 0
|  | Electricity storage system | piece | 3 |  | 0
| Chargers Total |  |  | 1192 |  | 1
Power sources Total |  |  |  | 9623 | 0 | 274
Power plants (generators) and equipment | <10 kW | Hyundai HHY 7050FE-ATS gasoline generator | piece | 14 |  | 0
|  | Gasoline generator Konner&Sohnen KS 7000E ATS | piece | 11 |  | 0
|  | Matari MX4000E gasoline generator | piece | 24 |  | 0
|  | Matari MX9000EA gasoline generator | piece | 16 |  | 0
|  | Generator | piece | 10 |  | 0
|  | Diesel generator | piece | 17 |  | 0
|  | 10 kW diesel generator | piece | 4 |  | 0
|  | 8 kW diesel generator | piece | 10 |  | 0
|  | Welding generator with a capacity of 5 kW, 0.4 kV, single-phase | piece | 6 |  | 0
|  | autonomous power generators | piece | 10 |  | 0
|  | Diesel generator 7 kW, 3-phase, 0.4 kV | piece | 2 |  | 0
|  | Diesel generator Konner&Sohnen KS 6102HDE (EURO II) | piece | 536 |  | 10
|  | diesel/gasoline generator | piece | 7 |  | 0
|  | Generators for critical infrastructure | piece | 4 |  | 0
|  | Portable gasoline generator 7-9 kW | piece | 23 |  | 0
|  | Gasoline generator 7.5 kW | piece | 7 |  | 0
|  | Generator 1-10 kW, 220/380 V | piece | 14 |  | 0
|  | Generators up to 10 kW | piece | 14 |  | 0
|  | Power sources up to 10 kW | piece | 24 |  | 0
|  | Power generator up to 10 kW | piece | 10 |  | 0
|  | Generator 3-10 kW | piece | 53 |  | 0
|  | Generator 3-10 kW | piece | 8 |  | 0
|  | Generator 3 kW | piece | 6 |  | 0
|  | Generators 3-10 kW | piece | 16 | 0 | 0
|  | Portable generator 3-8 kW | piece | 3 |  | 0
|  | Diesel generator 5 kW | piece | 12 |  | 0
|  | Diesel generator 5-9 kW | piece | 40 |  | 0
|  | Generators for security service 8-10 kW | piece | 1 |  | 0
|  | The generator is portable up to 2.5 kVA | piece | 13 |  | 0
|  | Gasoline generator up to 10 kW | piece | 3 |  | 0
|  | Generator 9 kW | piece | 8 |  | 0
|  | 7 kW generator | piece | 1 |  | 0
|  | Diesel/gasoline generator | piece | 2 |  | 0
|  | generators from 3 to 10 kW | piece | 5 |  | 0
|  | Hyundai HHY 7000FE gasoline generator | piece | 4 |  | 0
|  | Gasoline generator with a capacity of 1.5 kW | piece | 1 |  | 0
|  | Gasoline generator with a capacity of 5.5 kW | piece | 1 |  | 0
|  | Gasoline generator with a capacity of 3 kW | piece | 1 |  | 0
|  | Portable gasoline generator 5-6 kW | piece | 3 |  | 0
|  | Generator 8-10 kW | piece | 2 |  | 0
|  | Electric generator. 8-12 kW / gasoline (gas) | piece | 10 |  | 0
|  | 5 kW generator | piece | 26 |  | 6
|  | Portable diesel generator 9 kW | piece | 1 |  | 0
|  | Portable gasoline generator from 3 to 10 kW | piece | 8 |  | 0
|  | Generator 2.8-3 kW | piece | 714 |  | 0
|  | Diesel single-phase electric generator | piece | 1 |  | 0
|  | Inverter generator Ironside 2.2 kW 230V gasoline | piece | 2 |  | 0
|  | Portable gasoline inverter generator 230 V, 1.8 kW | piece | 1 |  | 0
|  | 6.5 kW generator | piece | 25 |  | 0
|  | Generators 5-7 kW | piece | 9 |  | 0
|  | Generators 3-6 kW | piece | 9 |  | 0
|  | Gasoline generator 3 kW | piece | 12 |  | 0
|  | Generator 2.5-10 kW | piece | 2 |  | 0
|  | Generator 3-5 kW | piece | 45 |  | 0
|  | Generators <2 kW | piece | 1 |  | 0
|  | Solar battery Risen RSM120-8-590M 12BB 210mm, TITAN | piece | 210 | 0 | 1
|  | Portable gasoline power generator, on wheels | piece | 2 |  | 2
|  | Generator 6-10 kW | piece | 18 |  | 3
|  | Electric generator 6-8 kW / gasoline (gas) | piece | 2 |  | 0
|  | Mobile electricity generator (on wheels), WX6200: 230 V, 5.8 kW (5.8 kVA) | piece | 1 |  | 0
|  | Gasoline generator r 3-6 kW | piece | 5 |  | 0
|  | Generator 5 kW | piece | 1 | 0 | 0
|  | Gas stand-by generator 8kVA with ATS (Automatic Transfer Switch) // Electric gas generator 8 kVA+ ATS20 (АВР) | piece | 16 |  | 0
|  | Gasoline single-phase generator 3-7 kW | piece | 22 |  | 0
|  | Generator (petrol/diesel) 4.5-7 kW | piece | 5 |  | 0
|  | 5-6 kW generator | piece | 90 | 0 | 90
|  | generator 380V, 8kW | piece | 2 |  | 0
|  | The generator is mobile from 2 to 10 kW | piece | 5 | 0 | 0
|  | Portable gasoline power generator CV6500LD-E2, COVAX, 3 kW, 220 V, on wheels | piece | 2 |  | 0
|  | Generator 5-9 kW | piece | 11 |  | 0
|  | Single-phase gas generator GENERAC 5.6HSB (5.6 kW) | piece | 10 |  | 0
|  | Generator 3 kW / 3.3 kW 230 V gasoline | piece | 5 |  | 0
|  | Electricity generator with a capacity of up to 10 kW | piece | 4 |  | 0
|  | Generator 2.8-5 kW | piece | 43 | 0 | 0
|  | Gasoline generator 5.5 - 8.5 kW | piece | 14 |  | 0
|  | Generator 6-9 kW | piece | 3 |  | 0
|  | Generators <3 kW | piece | 2 |  | 0
|  | 2.8 kW generators | piece | 1 | 0 | 0
|  | 150 kW generator | piece | 1
| <10 kW Total |  |  | 2287 | 0 | 112
| >2000 kW | Generator, 2000 kW, diesel, 3-phase, 0.4 kV | piece | 5 |  | 0
|  | Generator, 3000 kW, diesel, 3-phase, 0.4 kV | piece | 4 |  | 0
|  | Electric synchronous generator | piece | 1 |  | 0
|  | 300 MW generator | piece | 1 |  | 0
|  | Generator 4000 kW (6 kV) | piece | 2 |  | 1
|  | Container-type gas piston installations | piece | 2 |  | 0
|  | Solar power plant, 10 MW | piece | 1 |  | 0
|  | Diesel generator | piece | 1 |  | 0
|  | Solar power plant | piece | 1 |  | 0
|  | Solar power plant, 4 MW | piece | 1 |  | 0
|  | Solar power plant, 3 MW | piece | 1 |  | 0
|  | Solar power plant, 1 MW | piece | 1 |  | 0
|  | Generator 4400 kW | piece | 1 |  | 0
|  | The gas piston cogeneration plant is stationary | piece | 3 |  | 0
| >2000 kW Total |  |  | 25 |  | 1
| 1000-1500 kW | Generator, 1000 kW, diesel, 3-phase, 0.4 kV | piece | 9 |  | 0
|  | Generator, 1125 kW, diesel, 3-phase, 0.4 kV | piece | 4 |  | 0
|  | 1300 kW generator | piece | 2 |  | 1
|  | A diesel generator of at least 1.0 MW | piece | 3 |  | 0
|  | 1000 kW generator | piece | 1 |  | 0
| 1000-1500 kW Total |  |  | 19 |  | 1
| 100-300 kW | GENERAC SG 275 gas power plant | piece | 128 |  | 4
|  | Generator | piece | 22 | 0 | 1
|  | Diesel generator | piece | 11 |  | 0
|  | Diesel generator 120 kW, 3-phase, 0.4 kV | piece | 1 |  | 0
|  | Diesel generator 200 kW, 3-phase, 0.4 kV | piece | 1 |  | 0
|  | Generator, 110 kW, diesel, 3-phase, 0.4 kV | piece | 9 |  | 0
|  | Generator, 150 kW, diesel, 3-phase, 0.4 kV | piece | 15 |  | 0
|  | Generator, 200 kW, diesel, 3-phase, 0.4 kV | piece | 8 |  | 0
|  | Generator set FDG13513 131 kVa, casing, heating | piece | 1 |  | 0
|  | Diesel generator 100 kW, 3-phase, 0.4 kV | piece | 1 |  | 0
|  | Dalgakiran DJ275BD diesel generator | piece | 10 |  | 0
|  | Dalgakiran DJ415BD diesel generator | piece | 2 |  | 0
|  | Diesel Generator DE150SS | piece | 10 |  | 0
|  | Diesel generator FIMAG DVN 160 | piece | 1 |  | 0
|  | Matari MR160 diesel generator | piece | 2 |  | 0
|  | Three-phase diesel generator Coelmo PDT156A3 (220 kW) | piece | 10 |  | 6
|  | Diesel Generator DE-344SS | piece | 9 |  | 0
|  | 300 kW generator | piece | 4 |  | 5
|  | Diesel generator 140 kW | piece | 1 |  | 0
|  | Diesel generator 100 kVA | piece | 1 |  | 0
|  | Generators 101-300 kW | piece | 7 |  | 0
|  | Gas generator | piece | 2 |  | 0
|  | Generator 120-160 kW | piece | 1 |  | 0
|  | Diesel generator 200 kW | piece | 2 |  | 0
|  | Diesel generator 100-300 kW | piece | 26 |  | 0
|  | Diesel generator from 100 kW to 292 kW | piece | 7 |  | 0
|  | Diesel generator at least 250 kW | piece | 2 |  | 0
|  | Generator 100-160 kW | piece | 1 |  | 0
|  | Generator 145-160 kW | piece | 1 | 0 | 0
|  | 135 kW generator | piece | 1 |  | 0
|  | Generator 130-180 kV | piece | 4 |  | 0
|  | Generator (Gas) 275 kW | piece | 5 |  | 0
|  | Diesel generator 145-200 kW | piece | 3 |  | 0
|  | 200 kW generator | piece | 14 |  | 0
|  | 250 kW generator | piece | 8 |  | 0
|  | Diesel power plant (mobile) with a capacity of 135 kW | piece | 15 |  | 0
|  | Diesel power plant (mobile) with a capacity of 200 kW | piece | 15 |  | 0
|  | Diesel generator 290 kW | piece | 2 |  | 2
|  | Diesel generator 150 kVA | piece | 4 |  | 0
|  | Natural gas generator NPT 100 GFT 100 kW | piece | 1 |  | 1
|  | The generator is stationary, diesel, 200kVA. | piece | 1 |  | 0
|  | diesel generator 150-200 kW | piece | 1 |  | 0
|  | Generator, 250 kVA | piece | 2 |  | 0
|  | Diesel generator 275 kVA | piece | 2 |  | 0
|  | Generator 6KV - 3 phases, 300 kW | piece | 1 |  | 0
|  | Generator 120 kW, diesel | piece | 1 |  | 0
|  | Diesel generator 200 kW | piece | 1 | 0 | 0
|  | Stationary diesel generator 100-160 kW | piece | 2 |  | 0
|  | Gas generator Generac SG275 (3f) or similar | piece | 1 |  | 0
| 100-300 kW Total |  |  | 380 | 0 | 19
| 10-30 kW | GENERAC SG 275 gas power plant | piece | 4 |  | 0
|  | Generac RG2724 gas generator | piece | 5 |  | 0
|  | Generator | piece | 60 |  | 0
|  | Generator 10-13 kW, 380 V | piece | 2 |  | 0
|  | Diesel generator | piece | 4 |  | 0
|  | Diesel generator 10.5 kW | piece | 3 |  | 0
|  | Diesel generator 13.6 kW | piece | 3 |  | 0
|  | Welding generator with a capacity of 10 kW, single-phase | piece | 4 |  | 0
|  | Diesel generator 15 kW 3 Phase | piece | 1 |  | 0
|  | Diesel generator 20 kW - 40 kW | piece | 1 |  | 0
|  | Diesel generator Konner&Sohnen KS 14-1DE ATSR | piece | 1 |  | 0
|  | Diesel generator Konner&Sohnen KS 14-2DE 1/3 ATSR | piece | 30 |  | 0
|  | Diesel generator SDMO 15000 TE SILENCE AVR (10 kW) | piece | 1 |  | 0
|  | Power station | piece | 1 |  | 0
|  | Diesel generator from 10 kW to 30 kW | piece | 4 |  | 0
|  | Three-phase diesel generator (8-13.6 kW) | piece | 1 |  | 2
|  | Portable diesel generator from 10 to 30 kW | piece | 5 |  | 0
|  | Diesel generator 10-30 kW | piece | 16 |  | 0
|  | Generator 20-30 kW | piece | 2 |  | 0
|  | Generators for shelters 25-30 kW | piece | 2 |  | 0
|  | Diesel power plant 20-25 kW | piece | 5 |  | 0
|  | Generators for PJSC protection service 15-20 kW | piece | 2 |  | 0
|  | Diesel generator 16.5kW, 3 phases 380V, 50Hz, stationary | piece | 2 |  | 0
|  | Diesel generator with a capacity of 12 kW | piece | 1 |  | 0
|  | Single-phase diesel generator with a capacity of 15 kW | piece | 4 |  | 0
|  | 15 kW three-phase diesel generator | piece | 4 |  | 0
|  | Single-phase diesel generator with a capacity of 20 kW | piece | 1 |  | 0
|  | 25 kW three-phase diesel generator | piece | 1 |  | 0
|  | Single-phase diesel generator with a capacity of 25 kW | piece | 1 |  | 0
|  | Gas generator | kW*h | 1 |  | 0
|  |  | piece | 5 |  | 0
|  | Diesel generator 10-15 kW | piece | 18 |  | 0
|  | Gasoline generator AGT 14503 HSBE 400/220V | piece | 4 |  | 0
|  | Electric generator three-phase diesel 20-30 kW | piece | 1 |  | 0
|  | Generator 10-20 kW | piece | 8 |  | 0
|  | Gas generator 15-20 kW, 380 V | piece | 10 |  | 0
|  | ENERSOL EPG-11000TEA GASOLINE GENERATOR | piece | 4 |  | 0
|  | Generac 7189 Gas Generator | piece | 3 |  | 2
|  | Generator, 22 kW, diesel, 3-phase, 0.4 kV | piece | 3 |  | 0
|  | 10.5 kW generator | piece | 10 |  | 0
|  | Diesel Generator DE-35RS-Zn | piece | 16 |  | 0
|  | 24 kW generator | piece | 5 | 0 | 0
|  | WattStream WS33-RS diesel generator | piece | 3 |  | 0
|  | diesel generators | piece | 10 |  | 0
|  | Generator (petrol/diesel) 15 kW | piece | 3 |  | 0
|  | Diesel generator 10 kW | piece | 1 |  | 1
|  | Diesel generator 15 kW | piece | 1 |  | 1
|  | 30 kW generator | piece | 1 |  | 0
|  | Diesel generator 10 kW, 380/220 V | piece | 3 |  | 0
|  | Stationary diesel generator 24 kW (30 kVA) | piece | 2 | 0 | 0
|  | Generator 10-30 kW | piece | 5 |  | 0
|  | 30 kW diesel generator | piece | 5 |  | 0
|  | Diesel generator | piece | 17 |  | 0
|  | Generator 20-30 kW | piece | 2 |  | 0
|  | Stationary diesel generator 10-30 kW | piece | 10 |  | 0
|  | Diesel generators 10-30 kW | piece | 8 |  | 0
|  | Stationary diesel generator PE0030SWD, 400 V, 24 kW (30 kVA) | piece | 1 |  | 0
|  | Generators 10-30 kW | piece | 1 |  | 0
|  | diesel generator 10-30 kW | piece | 2 |  | 0
|  | Diesel power plant 20 kVA | piece | 1 |  | 0
|  | Generac 7189 gas generator (16 kW) | piece | 4 |  | 0
|  | Gas generator Generac 7146 (13 kW) | piece | 2 |  | 0
|  | Three-phase gas generator AYERBE 18000 V TX | piece | 2 |  | 0
|  | Generators for CCSD storage | piece | 3 |  | 0
|  | 11 kW generator | piece | 1 |  | 0
|  | Gas generator | piece | 3 |  | 0
|  | Diesel generator with a capacity of 10-12 kW | piece | 1 |  | 0
|  | For emergency power supply of the Ivano-Frankivsk UEGG customer service center | piece | 1 | 0 | 0
|  | Generator diesel 24 kW | piece | 1 | 0 | 0
|  | 10 kW generator | piece | 6 | 0 | 0
|  | Diesel generator with a capacity of 20 kW | piece | 1 |  | 0
|  | Generator 15-20 kW | piece | 8 |  | 0
|  | Diesel generator 18 kW, KJ Power, KJP 22S | piece | 1 |  | 0
|  | Gas generator Generac 2724 (3f) or similar | piece | 5 |  | 0
|  | Gas generator Generac 7189 (3f) or similar | piece | 15 |  | 0
| 10-30 kW Total |  |  | 389 | 0 | 6
| 1500-2000 kW | Generator model HMW-2200-T5-STD 2200 kVa V400/50 Hz AS20, diesel, 3-phase | piece | 25 |  | 0
|  | Generator 1500 kW | piece | 2 | 0 | 0
|  | Generator 1200-1500 kW | piece | 3 |  | 0
|  | 1600 kW generator | piece | 1 |  | 0
| 1500-2000 kW Total |  |  | 31 | 0 | 0
| 300-500 kW | Diesel generator | piece | 1 |  | 0
|  | Generator, 450 kW, diesel, 3-phase, 0.4 kV | piece | 9 |  | 0
|  | Diesel generator | piece | 1 |  | 0
|  | Diesel power plant | piece | 2 |  | 0
|  | stationary diesel generator ZX500TH 400V, 450 kVA without casing | piece | 2 |  | 0
|  | Diesel generator at least 320 kW | piece | 3 |  | 0
|  | diesel generator SAT 3412 (2x500TN) 400V, 450 kVA (was in operation) only 432 operating hours (023) | piece | 1 |  | 0
|  | Diesel generator 300 - 500 kW | piece | 4 |  | 0
|  | Diesel Generator DE-550VS | piece | 4 |  | 0
|  | Diesel generator SunechSeng-500AI | piece | 1 |  | 0
|  | 400 kW diesel generator | piece | 2 | 0 | 0
|  | FG Wilson P501-3 diesel generator | piece | 2 |  | 0
|  | 400 kW generator | piece | 6 |  | 0
|  | Diesel power generator 300-500 kW | piece | 1 |  | 0
|  | Diesel generator 350 kVA | piece | 4 |  | 0
|  | Diesel generator 400 kVA | piece | 3 |  | 0
|  | 400 kW generators | piece | 3 |  | 2
|  | Container battery energy storage system | piece | 3 |  | 0
| 300-500 kW Total |  |  | 52 | 0 | 2
| 30-100 kW | Generator | piece | 34 |  | 0
|  | Diesel generator | piece | 37 |  | 0
|  | Diesel generator 50 kW, 3-phase, 0.4 kV | piece | 2 |  | 0
|  | Generator, 60 kW, diesel, 3-phase, 0.4 kV | piece | 1 |  | 0
|  | Generators | piece | 2 |  | 0
|  | Diesel power plant Genmac EXTREME G1000 PSA | piece | 2 |  | 0
|  | Konner&Sohnen KS40-3I/GED diesel power plant | piece | 4 |  | 0
|  | WattStream WS140-RS diesel generator | piece | 6 |  | 0
|  | WattStream WS90-RS diesel generator | piece | 20 |  | 0
|  | Diesel generator 300-500 kW | piece | 1 |  | 0
|  | Diesel generator 50 kW - 60 kW | piece | 3 |  | 0
|  | Generators for bomb shelters (45-65 kW) | piece | 1 |  | 0
|  | Diesel generator 53 kW | piece | 1 |  | 0
|  | Generator 75 kw | piece | 5 | 0 | 0
|  | Diesel Generator DE-110RS-Zn | piece | 6 |  | 0
|  | Gas generator | piece | 4 |  | 0
|  | Diesel three-phase generator with AVR, 90 kW | piece | 1 |  | 0
|  | Diesel generator 30-35 kW | piece | 44 |  | 0
|  | Diesel generator 50-70 kW | piece | 21 |  | 0
|  | Diesel generator 150 kW | piece | 8 |  | 0
|  | Generator 40-50 kW | piece | 4 |  | 0
|  | 36 kW generator | piece | 2 |  | 0
|  | Diesel generator 30-100 kW | piece | 9 |  | 0
|  | Diesel generator 30-80 kW | piece | 2 |  | 0
|  | Generator 45-70 kW | piece | 3 |  | 0
|  | Diesel generator 30-100 kW | piece | 1 |  | 0
|  | Generator 30-70 kW | piece | 4 |  | 0
|  | Hybrid inverter Deye SUN-50K-SG01HP3-EU-BM4, 50 kW | kW*h | 1 | 0 | 1
|  | Network inverter 60 kW Huawei SUN2000-60KTL-M0 | piece | 1 | 0 | 1
|  | Diesel generator 50-60 kW | piece | 4 |  | 0
|  | Gas generator 25-35 kW, 380 V | piece | 15 |  | 0
|  | 35 kW generator | piece | 12 |  | 0
|  | 50 kW generator | piece | 11 |  | 0
|  | 70-100 kV generator | piece | 1 |  | 0
|  | Dalgakiran DJ110BD diesel generator | piece | 5 |  | 0
|  | 80 kW generator | piece | 3 | 0 | 0
|  | 60 kW generator | piece | 6 | 0 | 0
|  | 40 kW generator | piece | 1 | 0 | 0
|  | Diesel generator FDG 125 1 (or the second type with similar parameters) | piece | 1 |  | 0
|  | Generator (petrol/diesel) 75 kW | piece | 1 |  | 0
|  | Diesel generator 70-100 kW on the chassis | piece | 1 |  | 1
|  | Diesel Generator 40-50 kW | piece | 1 |  | 0
|  | Gas generator | piece | 7 |  | 0
|  | Generator 35-40 kW | piece | 1 |  | 0
|  | Diesel power generator, stationary 30-100 kW | piece | 3 |  | 0
|  | Generator 60-70 kW | piece | 1 |  | 0
|  | Diesel generator with a capacity of 40 kW | piece | 1 |  | 0
| 30-100 kW Total |  |  | 305 | 0 | 3
| 500-700 kW | Diesel generator | piece | 1 |  | 0
|  | Generator, 550 kW, diesel, 3-phase, 0.4 kV | piece | 4 |  | 0
|  | Generator 598/657 kVA | piece | 2 |  | 0
|  | Diesel generator 700 kVA | piece | 1 |  | 0
|  | Diesel generator S-750 kVA | piece | 2 |  | 0
|  | Portable diesel generator 500-700 kW | piece | 2 |  | 0
|  | Diesel generator | piece | 2 | 0 | 0
|  | Diesel generator 700 kW, U= 560 V. | piece | 1 |  | 0
|  | Diesel generator 700 kW, 380 V. | piece | 2 |  | 0
|  | 600 kW generator | piece | 1 |  | 0
| 500-700 kW Total |  |  | 18 | 0 | 0
| 700-1000 kW | Generator, 915 kW, diesel, 3-phase, 0.4 kV | piece | 9 |  | 0
|  | Generator for pumping station 750 kVA | piece | 1 |  | 0
|  | Diesel generator 900 kVA | piece | 2 |  | 0
|  | Generator, 630-800 kW, diesel, 3-phase, 0.4 kV | piece | 5 |  | 0
|  | Diesel generator, 800 kW, 380 V | piece | 1 |  | 0
|  | 800 kW generator | piece | 1 |  | 0
| 700-1000 kW Total |  |  | 19 |  | 0
| Generators (spare parts, service, repair kits, other) | A set of spare parts and rubber engineering products for diesel generators based on the 12ZV40/48 engine type for the VP YuUAES | piece | 4 |  | 0
|  | Hot air soldering station Accta 401 or similar | piece | 1 |  | 0
|  | Diesel generator Hyundai DHY 22KSE | piece | 12 |  | 0
|  | Inverter generator Hyundai HHY 3050Si | piece | 32 |  | 0
|  | gasoline or diesel generator 10 kW | piece | 2 |  | 0
|  | Service kit for the generator | piece | 75 |  | 0
|  | Additional equipment for generators | piece | 1 |  | 0
|  | Metal structures, a tank, a pipe, a set of cables, a fan for a generator | piece | 1 |  | 0
| Generators (spare parts, service, repair kits, other) Total |  |  | 128 |  | 0
Power plants (generators) and equipment Total |  |  |  | 3653 | 0 | 144
Electric fuses and accessories | Electric fuses and accessories | Fuse PN-2-100 A | piece | 500 |  | 0
|  | Fuse PT 011-10-16 A-31.5 | piece | 600 |  | 0
|  | Fuse PT 011-10-25 A-31.5 | piece | 600 |  | 0
|  | Fuse 10 kV PKTN | piece | 30 |  | 0
|  | High-voltage fusible fuse | piece | 60 |  | 0
|  | Fuse PK-10 | piece | 615 |  | 0
|  | FUSE PKT 011-10-16-31.5 U1 | piece | 120 |  | 0
|  | FUSE PKT 011-6-20-40 U1 BRASS (SET) | piece | 120 |  | 0
|  | FUSE PKT 012-10-40-31,5 U1 BRASS (SET) | piece | 120 |  | 0
|  | FUSE PKT 012-6-80-20 U1 BRASS (SET) | piece | 240 |  | 0
|  | FUSE PKT 013-10-100-31,5 U1 BRASS (SET) | piece | 120 |  | 0
|  | FUSE PKT 013-6-100-31,5 U1 BRASS (SET) | piece | 120 |  | 0
|  | PKTN 10kV fuse | piece | 60 |  | 0
|  | Fuse PN2 | piece | 252 |  | 20
|  | Fuse PN-2 100A | piece | 581 |  | 0
|  | Fuse PN-2 160 A | piece | 526 |  | 0
|  | Fuse PN-2 250A | piece | 387 |  | 0
|  | Fuse PN-2 400A | piece | 366 |  | 0
|  | Fuse PN-2 630A | piece | 400 |  | 0
|  | Fuse PN-22-250-00 UHLZ 250A copper | piece | 600 |  | 0
|  | Fuse PN-2-250 A | piece | 500 |  | 0
|  | Fast-acting fuse 20A 220V | piece | 20 |  | 0
|  | PKT 101 10 16A fuses | piece | 174 |  | 0
|  | PKT 101 10 20A fuses | piece | 168 |  | 0
|  | Fuses PN2 100A | piece | 1141 |  | 0
|  | Fuses PN2 160A | piece | 205 |  | 0
|  | Fuses PN2 250A | piece | 610 |  | 0
|  | Fuses PN2 400A | piece | 12 |  | 0
|  | Fuses PN2 630A | piece | 3 |  | 0
|  | Fuses PT 011-10-16 A31.5A | piece | 660 |  | 0
|  | Fuses PT 011-10-25 A31.5A | piece | 600 |  | 0
|  | Complete set of PKN 011-35 U1 fuse | piece | 6 |  | 0
|  | Collapsible fuse PR-2, 35A | piece | 50 |  | 0
|  | Collapsible fuse PR-2, 100A | piece | 30 |  | 0
|  | Collapsible fuse PR-2, 400A | piece | 15 |  | 0
|  | Collapsible fuse PR-2, 600A | piece | 15 |  | 0
|  | PC-10kV | piece | 1500 |  | 0
|  | Fuse 0.4 kV type NH-2 400A or similar | piece | 100 |  | 0
|  | Fuse 0.4 kV type NH-00 125A or similar | piece | 50 |  | 0
|  | Fuse PK-10 | piece | 927 |  | 110
|  | Fuse PN2 | piece | 1288 |  | 300
|  | Fuse PN22-100-00 UHL3, 100A | piece | 183 |  | 0
|  | Fuse PN22-250-00 UHL3, 160A | piece | 200 |  | 30
|  | Fuse PN22-250-00 UHL3, 200A | piece | 188 |  | 30
|  | Fuse PN22-250-00 UHL3, 250A | piece | 153 |  | 30
|  | Fuse PN22-400-00 UHL3, 400A | piece | 243 |  | 30
|  | Fuse PN-22-100-00 UHLZ 100A copper. | piece | 450 |  | 0
|  | PKT 102 10 40A fuses | piece | 30 |  | 0
|  | Fuse PN-22-200-00 UHLZ 160A copper. | piece | 600 |  | 0
|  | Fuse PT-011-10-16-31,5 U3 brass. | piece | 600 |  | 0
|  | Fuse PT-011-10-20-31,5 U3 brass. | piece | 450 |  | 0
|  | Fuse NH-00 160 A | piece | 600 |  | 0
|  | Fuses PN2 (NH2) 160A | piece | 100 |  | 0
|  | Fuses PN2 (NH2) 250A | piece | 600 |  | 0
|  | Fuse PT-011-10-31,5-31,5 U3 brass. | piece | 450 |  | 0
|  | FUSE PT 011-10-31.5 U3 31.5 10 kV | piece | 60 |  | 0
|  | PKT 101 10 10A fuses | piece | 240 |  | 0
|  | PKT 102 10 31.5A fuses | piece | 69 |  | 0
|  | fuse | piece | 300 |  | 0
|  | FUSE NH000 100A | piece | 12 |  | 0
|  | FUSE SIBA F 315 MA 10 KV | piece | 19 |  | 0
|  | FUSE PN 2P-600-00 UHL3 1000 A | piece | 38 |  | 0
|  | FUSE PN22-400-00 UHLZ 400A | piece | 296 |  | 0
|  | FUSE PPN-33 160A | piece | 57 |  | 0
|  | FUSE PPNY-37 400A 500V 120KA | piece | 164 |  | 0
|  | Electric fuses | piece | 110 |  | 0
|  | Fuse holder | piece | 9972 |  | 0
|  | Copper tire 700x60x10 triple | piece | 1 |  | 0
|  | Fuses 0.6/1 kV | piece | 69 |  | 0
| Electrical fuses and accessories Total |  |  | 30745 |  | 550
Electrical fuses and accessories Total |  |  |  | 30745 |  | 550
Means and equipment | Electrical household equipment | The dryer is industrial | piece | 1 |  | 0
|  | Washing machine | piece | 1 |  | 0
|  | Refrigerator Grunhelm GTF-159M | piece | 1 |  | 0
|  | electric extension cord 25 m. | piece | 4 |  | 0
|  | Electric floor heater 2 kW | piece | 50 | 0 | 0
|  | PowerPlant extension cord 50 m, 3x2.5mm2, 16A | piece | 44 |  | 0
|  | Flow-through electric water heaters | piece | 8 |  | 0
|  | Wall-mounted air conditioner, split system for domestic premises | piece | 34 | 0 | 0
|  | Semi-industrial/industrial air conditioner for industrial premises | piece | 21 | 0 | 0
|  | Air conditioner "KTA-01" TU U 29,2-37019331-001:2010 | piece | 3 | 0 | 0
|  | SPLIT AIR CONDITIONER - DUCT SYSTEM | piece | 2 | 0 | 0
|  | Air conditioners in the hardware hall of the PBX | piece | 1 | 0 | 0
|  | Heater | piece | 544 |  | 0
|  | The lamp is explosion-proof | piece | 32 |  | 0
|  | Flood light lantern | piece | 32 |  | 0
|  | High-speed water heater | piece | 5 |  | 0
|  | Adapter plug | piece | 23 |  | 0
| Electrical household equipment Result |  |  | 806 | 0 | 0
| Spare parts | Ventilation fitting 1'' for stop systems SS200-SS300/12 TM Ravetti | piece | 400 |  | 0
|  | Main lift brake for Konecranes KK 125+10 gantry crane | piece | 1 |  | 0
|  | Main lift brake for gantry crane KK 420+ 420+16 Konecranes | piece | 2 |  | 0
|  | Rubber ring SS DN200 for stop system SS200/12 TM Ravetti | piece | 40 |  | 0
|  | Rubber ring SS DN250 for stop system SS250/12 TM Ravetti | piece | 20 |  | 0
|  | Rubber ring SS DN300 for stop system SS300/12 TM Ravetti | piece | 20 |  | 0
|  | Engine | piece | 2 |  | 0
|  | MixRite 2502 dispenser | piece | 5 |  | 0
|  | Electric actuator of the latch | piece | 2 |  | 0
|  | Filter element FILTERELEMENT 306601 | piece | 9 |  | 0
|  | Spare parts for the turbine | piece | 115 |  | 0
|  | Connection PE/ST Du 25/20 | piece | 120 |  | 0
|  | Connection PE/ST Du 32/25 | piece | 80 |  | 0
|  | Connection PE/ST Du 32/32 | piece | 10 |  | 0
|  | Connection PE/ST Du 63/57 | piece | 10 |  | 0
|  | Connection PE/ST Du 90/89 | piece | 10 |  | 0
|  | Overhaul of electric motor VAO2-560, 500 kW, 1500 rpm | piece | 2 |  | 0
|  | Overhaul of electric motor VAO2-560, 800 kW, 1500 rpm | piece | 2 |  | 0
|  | Circular saw D19 for stop systems SS200-SS300/12 TM Ravetti | piece | 200 |  | 0
|  | Circular saw HSS D.190mm DN. 8" for the stop system SS200/12 TM Ravetti | piece | 20 |  | 0
|  | Circular saw HSS D.240mm DN.10" for stop-system SS250/12 TM Ravetti | piece | 10 |  | 0
|  | Circular saw HSS D.290mm DN.12" for stop-system SS300/12 TM Ravetti | piece | 10 |  | 0
|  | CLIPFIX 35 end stop | piece | 65 |  | 0
|  | Connecting elbow 90° Ø110mm | piece | 2 |  | 0
|  | REPAIR KIT PH-3 | piece | 20 |  | 0
|  | KIT FOR REPAIR RN-7 | piece | 50 |  | 0
|  | Pilot drill D.25 DN10" DIS.600052 for stop system SS250/12 TM Ravetti | piece | 10 |  | 0
|  | Pilot drill D.25 DN12" DIS.600053 for stop-system SS300/12 TM Ravetti | piece | 10 |  | 0
|  | Pilot drill D.25 mm DN. 8" DIS.60 0051 for stop system SS200/12 TM Ravetti | piece | 20 |  | 0
|  | 100mm biconite spacer | piece | 200 |  | 0
|  | 125mm biconite lining | piece | 20 |  | 0
|  | 150mm diameter biconite gasket | piece | 20 |  | 0
|  | 15mm diameter biconite gasket | piece | 1000 |  | 0
|  | 200 mm biconite lining | piece | 20 |  | 0
|  | 20mm biconite lining | piece | 1000 |  | 0
|  | 25mm diameter biconite gasket | piece | 200 |  | 0
|  | 32mm diameter biconite gasket | piece | 200 |  | 0
|  | 40mm diameter biconite gasket | piece | 200 |  | 0
|  | 50mm diameter biconite gasket | piece | 200 |  | 0
|  | 65mm diameter biconite gasket | piece | 200 |  | 0
|  | 80mm biconite lining | piece | 200 |  | 0
|  | Rem. sets of pumps | piece | 20 |  | 0
|  | Repair kit to the central nervous system pump 180x255 | piece | 3 |  | 0
|  | Repair kit to the central nervous system pump 300x600 | piece | 4 |  | 0
|  | Repair kit to the CNSSH pump 300x650 | piece | 1 |  | 0
|  | Repair kit for central nervous system pumps 180*128 | piece | 2 |  | 0
|  | Repair kit for central nervous system pumps 180*425 | piece | 1 |  | 0
|  | Repair kit for central nervous system pumps 300*360 | piece | 1 |  | 0
|  | Repair kit for central nervous system pumps 300*420 | piece | 1 |  | 0
|  | Repair kit for central nervous system pumps 300*480 | piece | 1 |  | 0
|  | Repair kit for central nervous system pumps 60*125 | piece | 1 |  | 0
|  | Repair kit for central nervous system pumps 60*175 | piece | 2 |  | 0
|  | Repair kits for pumps | piece | 4 |  | 0
|  | Pipe sealing plug 2.5 bar without bypass, RD 100 -200 | piece | 84 |  | 0
|  | Pipe sealing plug 2.5 bar without bypass, RD 150 - 300 | piece | 84 |  | 0
|  | Pipe sealing plug 2.5 bar without bypass, RD 200 - 400 | piece | 84 |  | 0
|  | Pipe sealing plug 2.5 bar without bypass, RD 350 - 600 | piece | 56 |  | 0
|  | Pipe sealing plug 2.5 bar without bypass, RD 40-70 | piece | 84 |  | 0
|  | Pipe sealing plug 2.5 bar without bypass, RD 500 - 1000 | piece | 56 |  | 0
|  | Pipe sealing plug 2.5 bar without bypass, RD 70-150 | piece | 84 |  | 0
|  | Welded steel flange DN100 PN16 | piece | 80 |  | 0
|  | Welded steel flange DN150PN16 | piece | 80 |  | 0
|  | Welded steel flange DN25 PN16 | piece | 80 |  | 0
|  | Welded steel flange DN300 PN16 | piece | 12 |  | 0
|  | Welded steel flange DN32 PN16 | piece | 80 |  | 0
|  | Welded steel flange DN500 PN16 | piece | 12 |  | 0
|  | Welded steel flange DN65 PN16 | piece | 80 |  | 0
|  | Molded fitting for RSS DN 10" for stop system SS250/12 TM Ravetti | piece | 20 |  | 0
|  | Molded fitting for RSS DN 12" for stop system SS300/12 TM Ravetti | piece | 20 |  | 0
|  | Molded fitting for RSS DN 2 1/2" for stop system SS1 TM Ravetti | piece | 80 |  | 0
|  | Molded fitting for RSS DN 2" for stop system SS1 TM Ravetti | piece | 80 |  | 0
|  | Molded fitting for RSS DN 8" for stop system SS200/12 TM Ravetti | piece | 40 |  | 0
|  | Emergency kit STOPKIT (for elimination of leakages under pressure) DN300 // Emergency kits "STOPKIT" (elimination of leaks under pressure) DN300 | piece | 5 |  | 0
|  | Emergency kit STOPKIT (for elimination of leakages under pressure) DN350 // Emergency kits "STOPKIT" (elimination of leaks under pressure) DN350 | piece | 5 |  | 0
|  | Emergency kit STOPKIT (for elimination of leakages under pressure) DN400 // Emergency kits "STOPKIT" (elimination of leaks under pressure) DN400 | piece | 5 |  | 0
|  | Emergency kit STOPKIT (for elimination of leakages under pressure) DN500 // Emergency kits "STOPKIT" (elimination of leaks under pressure) DN500 | piece | 5 |  | 0
|  | Emergency kit STOPKIT (for elimination of leakages under pressure) DN800 // Emergency kits "STOPKIT" (elimination of leaks under pressure) DN800 | piece | 5 |  | 0
|  | Emergency kit STOPKIT (for elimination of leakages under pressure) DN1200 // Emergency kits "STOPKIT" (elimination of leaks under pressure) DN1200 | piece | 5 |  | 0
|  | galvanic isolation Turck IM31-22Ex-i | piece | 4 |  | 0
|  | Molded fitting for RSS DN 3" for stop system SS1 TM Ravetti | piece | 80 |  | 0
|  | Circular saw mod. AV D.51mm ART.104 for stop system SS1 TM Ravetti | piece | 40 |  | 0
|  | Circular saw mod. AV D.64mm ART.104 for stop system SS1 TM Ravetti | piece | 40 |  | 0
|  | Circular saw mod. AV D.76mm ART.104 for stop-system SS1 TM Ravetti | piece | 40 |  | 0
|  | Pilot drill with clamp ART.122 D9mm DN 2" - 3" for stop-system SS1 TM Ravetti | piece | 120 |  | 0
|  | Rubber ring DN 2" NBR DIS.460016 for stop system SS1 TM Ravetti | piece | 80 |  | 0
|  | Rubber ring DN 2"1/2 NBR DIS.460017 for stop system SS1 TM Ravetti | piece | 80 |  | 0
|  | Rubber ring DN 3" NBR DIS.460032 for stop system SS1 TM Ravetti | piece | 80 |  | 0
|  | Molded fitting for RSS DN 4" for stop system SS2 TM Ravetti | piece | 40 |  | 0
|  | Molded fitting for RSS DN 6" for stop system SS3 TM Ravetti | piece | 40 |  | 0
|  | Circular saw mod. TAD62 D.95mm ART.108 for stop system SS2 TM Ravetti | piece | 20 |  | 0
|  | Circular saw mod. TAD88 D.140mm for stop system SS3 TM Ravetti | piece | 20 |  | 0
|  | Pilot drill with clamp art. 123 D12mm DN "4-6" for stop-systems SS3-SS3 TM Ravetti | piece | 40 |  | 0
|  | Rubber ring DN 4" NBR for stop system SS3 TM Ravetti | piece | 80 |  | 0
|  | Rubber ring DN 6" NBR for stop system SS3 TM Ravetti | piece | 80 |  | 0
|  | Concrete drill 16 mm L=1000 with adapter with external thread UNC 1 1 / 4 inch | piece | 20 |  | 0
|  | Bandages for elimination of gas leaks | piece | 61 |  | 0
|  | Emergency kit STOPKIT (for elimination of leakages under pressure) DN100 // Emergency kits "STOPKIT" (elimination of leaks under pressure) DN100 | piece | 5 |  | 0
|  | Emergency kit STOPKIT (for elimination of leakages under pressure) DN150 // Emergency kits "STOPKIT" (elimination of leaks under pressure) DN150 | piece | 5 |  | 0
|  | Emergency kit STOPKIT (for elimination of leakages under pressure) DN200 // Emergency kits "STOPKIT" (elimination of leaks under pressure) DN200 | piece | 5 |  | 0
|  | Emergency kit STOPKIT (for elimination of leakages under pressure) DN250 // Emergency kits "STOPKIT" (elimination of leaks under pressure) DN250 | piece | 5 |  | 0
|  | Emergency kit STOPKIT (for elimination of leakages under pressure) DN700 // Emergency kits "STOPKIT" (elimination of leaks under pressure) DN700 | piece | 5 |  | 0
|  | Emergency kit STOPKIT (for elimination of leakages under pressure) DN1000 // Emergency kits "STOPKIT" (elimination of leaks under pressure) DN1000 | piece | 5 |  | 0
|  | Emergency kit STOPKIT (for elimination of leakages under pressure) DN1400 // Emergency kits "STOPKIT" (elimination of leaks under pressure) DN1400 | piece | 5 |  | 0
|  | Kit for restoration of the automatic regulation system of the turbine T-110/120-130-4 | set | 1 | 0 | 0
|  | Executive mechanism electric single-turn MEO250/25-0.25U-99K with mechanical brake and power supply unit | piece | 1 | 0 | 0
|  | Contrac RHD 250-10/EBN 853 lever control electric drive for VOITH hydraulic coupling | piece | 1 | 0 | 0
| Spare parts Total |  |  | 6997 | 0 | 0
| Personal protective equipment | Medical first aid kit | piece | 4 |  | 0
|  | First aid kit medical (production) | piece | 1700 |  | 0
|  | Medical first aid kit (tactical) | piece | 2400 |  | 0
|  | Medical office first aid kit | piece | 200 |  | 0
|  | Tactical first aid kit | piece | 600 |  | 0
|  | Universal first aid kit | piece | 1000 |  | 0
|  | Medical first aid kits | piece | 4719 |  | 74
|  | First aid kits medical (production) | piece | 1000 |  | 0
|  | First aid kits medical (tactical) | piece | 40 |  | 40
|  | Sterile bandage 14*7 cm. | piece | 3000 |  | 0
|  | Body armor | piece | 2000 | 0 | 0
|  | Body armor of the 4th class of protection | piece | 6469 |  | 39
|  | Hemostatic bandage "FirstCare Emergency Bandage" | piece | 2909 |  | 39
|  | Defibrillators are portable | piece | 15 |  | 0
|  | Tourniquet "NAR Combat Application Tourniquet (CAT)" | piece | 4078 |  | 39
|  | Dielectric mats | piece | 10 |  | 0
|  | Filter element "TFM EF 92-24-P2" for dust respirator | piece | 60000 |  | 0
|  | Filter element TFM EF 92-24-P2 (or analogue) for dust respirator | piece | 91600 |  | 0
|  | Signal vest | piece | 1 |  | 0
|  | Protective helmet with a winter helmet and shield | piece | 70 |  | 0
|  | Safety glasses | piece | 169 |  | 40
|  | Individual medical first aid kit | piece | 1000 |  | 0
|  | Individual anti-chemical packages | piece | 10700 |  | 0
|  | First aid kit | piece | 1000 |  | 0
|  | First aid kit | piece | 4400 |  | 0
|  | A set of clothes | piece | 50 |  | 0
|  | A set of tactical knee pads and elbow pads | piece | 300 |  | 0
|  | Kits of first aid kits (army type) | piece | 171 |  | 0
|  | Assembly ladders (on concrete) | piece | 10 |  | 0
|  | Medicine sets | piece | 700 |  | 0
|  | Sets of dressing materials | piece | 1500 |  | 0
|  | Medical tarpaulin frame stretchers | piece | 2731 |  | 49
|  | Protective glasses Dnipro-M Worker are transparent | piece | 60 |  | 60
|  | Tent for heating and work | piece | 18 |  | 0
|  | Crimps for crimping polyethylene pipes with a diameter of 32-90 mm | piece | 48 |  | 0
|  | Crimps for crimping polyethylene pipes with a diameter of 90-250 mm | piece | 48 |  | 0
|  | Life belts | piece | 3057 |  | 29
|  | Gas mask | piece | 200 |  | 0
|  | Gas mask (panoramic) | piece | 8660 |  | 0
|  | Gas mask SVP-01U | piece | 3400 |  | 0
|  | Gas mask hose | piece | 20 |  | 0
|  | Gas masks (panoramic mask + combined filter) | piece | 1700 |  | 0
|  | Hose gas masks (10 m hose) | piece | 2935 |  | 28
|  | Respirator | piece | 31 |  | 0
|  | Mine insulating self-rescuer 1- PVM KS | piece | 1000 |  | 0
|  | Self-rescuer mine insulating SHSS-1KS | piece | 1065 |  | 0
|  | Self-rescuer ShSS-1P KS | piece | 1430 |  | 0
|  | SMS methane alarm | piece | 350 |  | 0
|  | Safety rope Flat Woven | piece | 2 |  | 0
|  | Safety belt | piece | 2 |  | 0
|  | The foul is saving | piece | 3150 |  | 76
|  | Mine self-rescuer | piece | 181 |  | 0
|  | Kevlar helmet | piece | 5726 |  | 39
|  | Kevlar helmets | piece | 630 |  | 0
|  | Hemostatic tourniquet | piece | 3 |  | 0
|  | Medical stretchers type A10 | piece | 20 |  | 10
|  | Dielectric gloves and boots | piece | 200 |  | 0
|  | Individual anti-chemical package PPI-11 | piece | 30 |  | 15
|  | Dosimeter-radiometer type "Terra" MKS-05 | piece | 1 |  | 0
|  | Protective suit type L-1 | piece | 25 |  | 15
|  | Respirator filtering type P-2 | piece | 1601 |  | 800
|  | Dielectric gloves, dielectric boots | piece | 100 |  | 0
|  | Insulating bar | piece | 496 |  | 0
|  | Body armor | piece | 120 |  | 0
|  | Helmet | piece | 120 |  | 0
|  | Operating rod (telescopic) SE-5-50-S-SM-02-S | piece | 20 |  | 0
|  | hard hats | piece | 108 |  | 0
|  | hose gas mask kits | piece | 48 |  | 0
|  | rescue ropes | piece | 10 |  | 0
|  | first aid kit | piece | 1 |  | 0
|  | chain sling with carabiners K20+K55 | piece | 5 |  | 0
|  | Universal protective helmet | piece | 50 |  | 0
|  | Waders DUNLOP PRICEMASTOR CHEST WADER half overalls | piece | 12 |  | 0
|  | CIVIL ANTI-GAS CP-7 WITH FILTER | piece | 400 |  | 0
|  | Pull cord | piece | 15 |  | 0
|  | Medical first aid kit Poputchik Production for factories and workshops TU U 21.2-35975233-001:2018 (02-044-М) | piece | 6 |  | 0
|  | Strap belt combined PLC-2-US M (47029) | piece | 13 |  | 0
|  | Kevlar helmet not lower than class 3 protection | piece | 485 |  | 0
|  | Gas mask (panoramic) | piece | 2000 |  | 0
|  | Protective helmet | piece | 600 | 0 | 0
|  | Gas mask hose PSH-1 | piece | 489 |  | 15
|  | Lifebelt | piece | 612 |  | 15
|  | The suit is fireproof | piece | 21 |  | 0
|  | Safety rope | piece | 678 |  | 0
|  | Dielectric gloves | piece | 235 |  | 0
|  | Fireproof suit (ordinary) | piece | 100 |  | 0
|  | Means of deterring dogs | piece | 162 |  | 0
|  | Car first aid kit | piece | 11 |  | 0
|  | Soft medical stretcher | piece | 3 |  | 0
|  | Gas mask hose PSH-1 or PSH-2 | piece | 123 |  | 0
|  | Electrical measuring clamps up to 1000 V | piece | 50 |  | 0
|  | Mine insulating self-rescuer | piece | 4225 |  | 0
|  | Protective miner's suit | piece | 3700 |  | 0
|  | Boots cast rubber hard toe | piece | 3697 |  | 0
|  | Hose mask PSH-1 / Hose mask PSH-1 | piece | 81 |  | 0
|  | Lifebelt / Rescue belt | piece | 81 |  | 0
|  | Lifeline / Safety rope | piece | 81 |  | 0
|  | Dielectric seamless gloves | piece | 21 |  | 0
|  | Welder's suit, fire-resistant clothing, overalls | piece | 14 |  | 0
|  | GAS RESISTANT HOSE PSH-1 10 M PPM MASK | piece | 63 |  | 0
|  | Strap belt ELEKTRON CA121 ASSECUR | piece | 63 |  | 0
|  | High-strength safety rescue rope | m | 1000 |  | 0
|  | Powerful ultrasonic dog repeller | piece | 21 |  | 0
|  | Dielectric gloves / Dielectric gloves | piece | 27 |  | 0
|  | Fire blanket 2 X 2.5 / Fire blanket 2*2.5 | piece | 27 |  | 0
|  | Fire protection suit (extra) | piece | 10 |  | 0
|  | Dog repellent | piece | 27 |  | 0
|  | Apparatus for artificial lung ventilation | piece | 65 |  | 0
|  | Respirators R-30EH | piece | 742 |  | 0
|  | Compressed air breathing apparatus | piece | 32 |  | 0
|  | Assembly ladders for concrete type LM-3 (or similar) | piece | 72 |  | 0
|  | Strapless safety belt | piece | 164 |  | 0
| Personal protective equipment Total |  |  | 261445 | 0 | 1422
| Means of climate control | Electric convector 1750 W | piece | 3 |  | 0
|  | Teplov P 4000 infrared heater | piece | 5 |  | 5
|  | Infrared heater | piece | 164 |  | 50
|  | Air conditioner GWH28ACE-K3NNA1A Gree | piece | 3 |  | 0
|  | Haier Pearl air conditioner | piece | 1 |  | 0
|  | Air conditioner Samsung SH-12 | piece | 2 |  | 0
|  | Electric convector heater 1500 W | piece | 5 |  | 0
|  | AQ 12 split system | piece | 1 |  | 0
|  | Heat gun 5 kW | piece | 423 |  | 10
|  | FAN HEAT TITAN-TURBO 12KW | piece | 2 |  | 0
|  | Electric fan heater VENTS AOE 24 | piece | 8 |  | 4
|  | Air cooling device | piece | 3 |  | 0
|  | Fan heater | piece | 10 |  | 0
|  | Air exchange unit or exhaust fan | piece | 2 |  | 0
|  | Heat gun | piece | 2 |  | 3
|  | Ceiling air conditioner | piece | 1 |  | 0
|  | Split-type crane air conditioner RKK 3.5-1 with a cooling capacity of 3.5 kW | piece | 2 |  | 2
| Means of climate control Total |  |  | 637 |  | 74
| Means of collective protection | set filter and ventilation equipment | piece | 4 |  | 0
|  | Cable tent | piece | 4 |  | 0
|  | Collective first-aid kit for the protection of buildings (for 400-600 people) | piece | 1 |  | 0
|  | A set of aluminum trench fastenings of the C250 series for strengthening pits with a size of 3000*2400 mm (depth up to 2.40 m) | piece | 18 |  | 0
|  | gas analyzers JL-269 | piece | 174 |  | 0
|  | sliding spacers for fastening the walls | piece | 11 |  | 0
|  | stretchers for fastening walls | piece | 11 |  | 0
|  | warning cone | piece | 12 |  | 0
|  | Modular shelters | piece | 5 |  | 0
|  | Standard monolithic reinforced concrete shelter (UMZS) | piece | 16 |  | 0
|  | TSU-1 protective anti-splinter structure for shelter | piece | 7 |  | 0
|  | FENCE BARRIER PE 2000X1000 NEW WITH REFLECTIVE MASK | piece | 230 |  | 0
|  | Rapidly constructed protective structure | piece | 31 |  | 0
|  | Quick-build modular shelter for up to 50 people | piece | 18 |  | 0
|  | Collective first-aid kit for protective structures according to order No. 579 of the Ministry of Internal Affairs | piece | 26 |  | 0
|  | Rapidly constructed protective structures of civil defense of the modular type | piece | 20 |  | 0
|  | Megaphone (Loudspeaker) TM-17 or similar | piece | 46 |  | 0
|  | Cone road rubber 520 mm | piece | 304 |  | 0
|  | Fencing pins (fencing sections) | piece | 320 |  | 0
|  | Road sign PDR 4.7 with a stand "Around the obstacle on the right side" | piece | 110 |  | 0
|  | Road sign PDR 4.8 with a stand "Around an obstacle on the left side" | piece | 110 |  | 0
|  | Road sign PDR 1.37 with a stand "Road works" | piece | 141 |  | 0
|  | Road sign PDR 3.21 with a stand "Entry prohibited" | piece | 220 |  | 0
|  | Road sign PDR 3.43 with a stand "Danger" | piece | 178 |  | 0
|  | Road sign PDR 3.29 with a stand "Maximum speed limit" | piece | 42 |  | 0
|  | Warning tape with the inscription "Caution Gas" 100 m. | piece | 11 |  | 0
|  | Modular shelter | piece | 13 |  | 0
|  | Pillar fencing (fence sections) | piece | 135 |  | 0
|  | Rubber road cone 520 mm / Cone road rubber 520 mm | piece | 74 |  | 0
|  | Road Sign 4.7 “Obstacle Detour on the Right Side” | piece | 27 |  | 0
|  | Road Sign 4.8 “Obstacle Detour on the Left Side” | piece | 27 |  | 0
|  | Road Sign 1.37 “Road Works” | piece | 27 |  | 0
|  | Road Sign 3.21 “Entry is Prohibited” | piece | 54 |  | 0
|  | Road Sign 3.43 "Danger" | piece | 44 |  | 0
|  | Road Sign 3.29 "Maximum Speed Limit" | piece | 10 |  | 0
| Means of collective protection Total |  |  | 2481 |  | 0
| Fire extinguishing means | Extinguisher | piece | 1720 |  | 0
|  | Fire extinguisher VVK-18 | piece | 4 |  | 0
|  | Fire extinguisher VVK-5 (OU-7) | piece | 3 |  | 0
|  | Fire extinguishers "VVK-28 (OU-40)" | piece | 230 |  | 0
|  | Carbon dioxide fire extinguishers "OU-5" | piece | 7728 |  | 156
|  | Carbon dioxide fire extinguishers VV-2 (VVK-1,4) | piece | 70 |  | 0
|  | Fire crane ø 50 mm | piece | 20 |  | 0
|  | Fire protection automation | piece | 2 |  | 0
|  | Addressable fire smoke detector SPDOTA-01 | piece | 10 |  | 0
|  | Addressable fire smoke detector SPDOTA-02 | piece | 10 |  | 0
|  | Addressable manual fire detector - SPRA | piece | 1 |  | 0
|  | Addressable manual fire alarm SPRA-01 | piece | 1 |  | 0
|  | Fireman trunk | piece | 5 |  | 0
|  | hand fire barrels RSK-50 | piece | 10 |  | 0
|  | Detector tester with detector replacement function (Sinteso series) FDUD292 (Siemens) | piece | 1 |  | 0
|  | Telescopic rod 2.1-7.3 m | piece | 1 |  | 0
|  | Flame detector tester multifunctional LE3 (Siemens) | piece | 1 |  | 0
|  | Multi-sensor (ASA) fire detector FDOOT241-A9 (Siemens) | piece | 10 |  | 0
|  | Input module (4 control inputs) FDCI222 (Siemens) | piece | 10 |  | 0
|  | Input/output module (4 control inputs and 4 relay outputs: 250VAC/4A 1kVA, 30VDC/4A 120W) FDCIO222 (Siemens) | piece | 20 |  | 0
|  | Auto control station fire extinguishing installations | piece | 2 |  | 0
|  | Filter (15 µm) LF-AD-Metal (For Titanus Pro Siemens systems) | piece | 12 |  | 0
|  | ADR-7000 fire control device (Telefire) | piece | 2 |  | 0
|  | Remote indication and control device MIC 734 SECURITON | piece | 1 |  | 0
|  | The Tiras-16P fire receiving and control device | piece | 1 |  | 0
|  | The Tiras-16.128P fire control device is pleasant | piece | 1 |  | 0
|  | Carbon dioxide fire extinguisher TSC Engineering VVK-3.5 | piece | 12 |  | 0
|  | Fire extinguisher VVK-3.5 TSC Engineering | piece | 5 |  | 0
|  | VVK-5 fire extinguisher | piece | 699 |  | 5
|  | Fireman's coat 2*2.5 | piece | 179 | 0 | 0
|  | VVK-1,4 fire extinguisher | piece | 11 |  | 0
|  | "OU-5" carbon dioxide fire extinguishers. | piece | 17 |  | 0
|  | Koshma is a firefighter | piece | 46 |  | 0
|  | Fireman's coat (2*2.5 meters) | piece | 31 |  | 0
|  | Fire extinguisher VVK-5 / VVK-5 fire extinguisher | piece | 37 |  | 0
|  | Extinguisher | piece | 45 | 0 | 0
|  | Two-layer fire-resistant cloth 2.0x2.5 m | piece | 21 |  | 0
| Fire extinguishing means Total |  |  | 10979 | 0 | 161
| Means of video surveillance systems | IP recorder Hikvision DS-7616NI-K2 | piece | 4 |  | 4
|  | Video camera Hikvision DS-2CD2143G0-IS (2.8 mm) | piece | 10 |  | 10
|  | Dome-shaped stationary video camera IPC6355-VRZ 5MP Network IR Dome Camera [IPC6355-VRZ] | piece | 6 |  | 0
|  | Video surveillance kit | piece | 11 |  | 0
|  | Smart IP camera | piece | 12 |  | 12
|  | Personal video recorder | piece | 8 |  | 0
|  | Video surveillance cameras and related equipment | piece | 13 |  | 0
|  | Chest video recording camera | piece | 251 |  | 0
|  | Personal chest video recorder DMT 9 (DMT 9 camera body) | piece | 16 |  | 0
|  | Video endoscope | piece | 1 |  | 1
|  | Body camera / Chest camera for video recording | piece | 27 |  | 0
| Means of video surveillance systems Result |  |  | 359 |  | 27
| Inverters | Welding inverter IGBT Dnipro-M SAB-17DFB | piece | 2 |  | 0
|  | Invertor DWT MMA-250I, 230V, 30-200A, 1.6-5mm, 6.1kg | piece | 3 |  | 0
|  | Inverter PATON Eco-250 DC MMA | piece | 1 |  | 0
|  | Inverter TRIO-50.0-TL-OUTD manufactured by ABB or equivalent | piece | 50 |  | 0
|  | Portable Inverter Welder (upto 3 kW) // Portable welding inverter (max. 3 kW) | piece | 9 |  | 0
|  | Voltage converter CXRF 220V 4.4kW | piece | 4 |  | 0
|  | Welding inverter Paton Standard-350-400V (1013035012) | piece | 2 |  | 0
|  | Welding inverter | piece | 7 |  | 0
| Inverters Total |  |  | 78 |  | 0
| Other tools and equipment | Reverse osmosis system | piece | 40 |  | 0
|  | DIN-rail TS-35-1,0, e.din.stand.rail.101, 1m | piece | 13 |  | 0
|  | LDAR – program for brunch-lines | piece | 1 |  | 0
|  | LDAR – program for refineries | piece | 1 |  | 0
|  | Automatic voltage switch APC Auto-matic Transfer Switch | piece | 2 |  | 2
|  | Conductometric laboratory liquid analyzer | piece | 1 |  | 0
|  | Abrasive jet device | piece | 7 |  | 0
|  | AZUR-1 earth leakage protection device | piece | 5 |  | 0
|  | Air gas cooling device | piece | 8 |  | 0
|  | Multi-contact station OSWCA.2/9 (1140/660V, 50Hz) | piece | 2 |  | 1
|  | Binoculars | piece | 7 |  | 0
|  | Binoculars 10*50 | piece | 5 |  | 5
|  | Binoculars 25x100 | piece | 2 |  | 0
|  | Rotor block | piece | 1 |  | 0
|  | Fan VFV8 Stanley, included: air hose 20 m | piece | 170 |  | 6
|  | VME-2-10 fan | piece | 4 |  | 0
|  | Ventilation sleeve with a diameter of 800 | km | 0.5 |  | 0
|  | Test installation of VLF CR-60 cables | piece | 1 |  | 1
|  | High-frequency blocker 110 kW | piece | 2 |  | 0
|  | Water-water heat exchanger | piece | 2 |  | 0
|  | Voltamperphasometer Retometer (analogue) | piece | 1 |  | 0
|  | Vibration damper HPG-1,6-11-400/20 | piece | 410 |  | 0
|  | Vibration dampers | piece | 1600 |  | 0
|  | Hydraulic coupling GPE-480A-06 | piece | 4 |  | 0
|  | Hydraulic coupling GPE-480U.01.0200 | piece | 4 |  | 0
|  | Hydraulic distributor RSD 005 | piece | 100 |  | 0
|  | Hydraulic cylinder for supplying household waste to furnaces of boiler units | piece | 2 |  | 0
|  | Flexible busbar and descents 110 kV type AS 500 | km | 0.95 |  | 0
|  | Horizontal atmospheric capacity | piece | 28 |  | 0
|  | Detonating cord DSHE-6 | km | 225 |  | 0
|  | Circular saw COV10 Stanley, with a disc for concrete | piece | 1 |  | 0
|  | Hydraulic jacks 5 tons. | piece | 4 |  | 0
|  | Sliding electrocoupler VSP.01.03.000 of the cleaning combine UKD-200/250 | piece | 4 |  | 0
|  | Electric detonators of instantaneous action ED-8-Z GOST 9089-75 | piece | 14580 |  | 0
|  | Electrodetonators non-safety delayed action ED-ZD TU 84-317-83 | piece | 74520 |  | 0
|  | Electrodetonators non-safety delayed action ED-KZ TU 84-317-83 | piece | 32040 |  | 0
|  | Container for separation of liquid mixture (condensate, interlayer water) | piece | 2 |  | 0
|  | Submersible pump Stanley TPV16 | piece | 4 |  | 0
|  | 0.4 kV voltage indicator | piece | 10 |  | 0
|  | Voltage indicator 6-10 kV | piece | 10 |  | 0
|  | Catalytic system of the block of hydrotreatment of diesel fuel | piece | 1 |  | 0
|  | Tubular key No. 3 | piece | 16 |  | 0
|  | Tubular key No. 4 | piece | 16 |  | 0
|  | Grill type A | piece | 300 |  | 0
|  | Colander type B | piece | 300 |  | 0
|  | A complex of automatic gas odorization | piece | 1 |  | 0
|  | Switching jumper for three poles SB 2-8-T | piece | 39 |  | 0
|  | Switching jumper for three poles SB 3-8-T | piece | 26 |  | 0
|  | Contactor KV-2M-6-160-1.5U2 | piece | 2 |  | 0
|  | Air Master S1 controller | piece | 2 |  | 0
|  | Controller-accumulator-gateway (KNSh 12) | piece | 10 |  | 10
|  | Controller-accumulator-gateway (KNSh 5) | piece | 10 |  | 10
|  | Corps of KTP | piece | 10 |  | 0
|  | Small-sized repressurizing compressor stations | piece | 8 |  | 0
|  | Module NEYRPIC T.ADT Auxiliary Digital Tachometer | piece | 1 |  | 0
|  | hanging lockers for internal fire hydrants | piece | 15 |  | 0
|  | Non-electric initiation system 20 m | piece | 2080 |  | 0
|  | Non-electric initiation system 5 m | piece | 6300 |  | 0
|  | AXIOMTEK GOT-3120TL-N-RC operator panel with Alstom software | piece | 2 |  | 0
|  | Steam combi oven | piece | 1 |  | 0
|  | Cam switch with self-rotation LK15C-2.4311 | piece | 12 |  | 0
|  | Jumper for two poles FBS 2-8 | piece | 130 |  | 0
|  | Jumper for three poles FBS 3-8 | piece | 65 |  | 0
|  | Perforator | piece | 16 |  | 0
|  | The tap-changer drive to the power transformer | piece | 1 |  | 0
|  | Propane refrigeration unit | piece | 9 |  | 0
|  | Starter non-contact reversible PBR 2M.01 | piece | 1 |  | 0
|  | RV-2MU2 reverser | piece | 2 |  | 0
|  | Emergency event recorder = 220V; 32 analog signals and 96 discrete signals | piece | 5 |  | 0
|  | The pressure regulator of the brake system of the mine hoist | piece | 2 |  | 0
|  | Gas pressure regulators | piece | 2 |  | 0
|  | Reducer CTND-31.5 | piece | 2 |  | 0
|  | liquid rheostat VZHR-350 | piece | 1 |  | 0
|  | The outlet is stationary with an industrial 16A switch | piece | 3 |  | 0
|  | Distribution box ITON D69412GHG791 | piece | 27 |  | 0
|  | Upper roller 2LU120 | piece | 700 |  | 0
|  | Lower roller 2LU120 | piece | 400 |  | 0
|  | Roller support RVL-100 | piece | 3050 |  | 0
|  | Roller support RVL-80 | piece | 550 |  | 0
|  | Separator block execution | piece | 6 |  | 0
|  | Block execution separators | piece | 3 |  | 0
|  | Leak detection system on condensate lines | piece | 1 |  | 0
|  | Huawei HK-305 Series Pipe Cutting Machines | piece | 3 |  | 0
|  | Huawei HK-500 Series Pipe Cutting Machines | piece | 3 |  | 0
|  | Cathodic protection stations | piece | 6 |  | 0
|  | Controlled launch station SUV-LU120 | piece | 2 |  | 0
|  | Portal rack UST-3A (14 m) | piece | 17 |  | 0
|  | Chain hoist 3 tons (chain length 3 m) | piece | 4 |  | 0
|  | Thermal imager | piece | 2 |  | 0
|  | The heat exchanger is shell-and-tube | piece | 3 |  | 0
|  | Tracer-defectoscope vLoc3RTK-5000 | piece | 16 |  | 0
|  | Installation of diamond drilling in a set of 50-250 mm | piece | 1 |  | 0
|  | Airless 2K (two-component) installation for applying two-component anti-corrosion materials | piece | 1 |  | 0
|  | Installation for testing cable lines made of cross-linked polyethylene BAUR Frida | piece | 1 |  | 0
|  | Cable line testing system | piece | 5 |  | 0
|  | Route finder of cable lines | piece | 3 |  | 0
|  | Track finder digiPHONE + 2 Set | piece | 6 |  | 0
|  | Test unit MEGGER VLF CR 28kV | piece | 2 |  | 0
|  | Thermoconverters, temperature sensors | piece | 45 |  | 0
|  | Level indicators | piece | 9 |  | 0
|  | Gas detectors | piece | 6 |  | 0
|  | Filter-reducer for compressed air | piece | 14 |  | 0
|  | Positioners | piece | 3 |  | 0
|  | Metal trays | piece | 750 |  | 0
|  | The control post is explosion-proof | piece | 50 |  | 0
|  | Cable plug | piece | 40 |  | 0
|  | Cable outlet | piece | 40 |  | 0
|  | Security and fire alarm devices | piece | 54 |  | 0
|  | Notifiers | piece | 37 |  | 0
|  | Elements of electrical circuits (relays, switches, plugs, sockets, indicators, lamps, sound signals) | piece | 68 |  | 0
|  | Electrical accessories and related goods for electrical equipment (Glands, tubular tips) | piece | 2811 |  | 0
|  | Clamp | piece | 783 |  | 0
|  | Data transmission equipment | piece | 12 |  | 0
|  | Automation system controller modules | piece | 53 |  | 0
|  | Modules of computer controllers | piece | 20 |  | 0
|  | Spare parts for the aggregate automation system | piece | 108 |  | 0
|  | Devices for level measurement | piece | 35 |  | 0
|  | Ultrasonic level detectors | piece | 30 |  | 0
|  | Flame control sensors | piece | 6 |  | 0
|  | Compressed air dryers | piece | 3 |  | 0
|  | Gaskets under the manometer | piece | 168 |  | 0
|  | Shut-off two-valve block | piece | 10 |  | 0
|  | Lightning protection device | piece | 4 |  | 0
|  | Loudspeakers | piece | 12 |  | 0
|  | Logic modules, control units | piece | 25 |  | 0
|  | Terminal assembly | piece | 50 |  | 0
|  | Bus "N" zero | piece | 5 |  | 0
|  | DIN− bench | piece | 5 |  | 0
|  | Electric gas lighter | piece | 6 |  | 0
|  | High-voltage switch | piece | 4 |  | 0
|  | bayonet shovel | piece | 16 |  | 0
|  | gangway with handrails | piece | 1 |  | 0
|  | Equipment for rigging work | piece | 200 |  | 0
|  | Winch 3t | piece | 1 |  | 0
|  | Winch 2.5t | piece | 1 |  | 0
|  | Winch 0.75t | piece | 1 |  | 0
|  | Winch 1.5t | piece | 1 |  | 0
|  | testo 317-3 - CO gas analyzer in the air with visual and sound alarm | piece | 46 |  | 0
|  | Thermoconverter TOP-PKbm-59 | piece | 30 |  | 0
|  | Oil station hydraulic Ravetti CS/13 gasoline 13.5 hp, 140 bar | piece | 1 |  | 0
|  | AM-50z-w walk-behind combine harvester | piece | 2 | 0 | 0
|  | Inclined conveyor reducer | piece | 2 |  | 0
|  | Multi-turn electric drive | piece | 1 |  | 0
|  | Electromagnetic contactor | piece | 1 |  | 0
|  | Contactor | piece | 1 |  | 0
|  | Infrared analyzer of sulfur content in coal, coke, ash, biomaterials SDIS401 | piece | 1 | 0 | 0
|  | Muffle furnace for ashing Nabertherm LVT 15/11, with lifting door, controller B 510 | piece | 1 | 0 | 0
|  | Memmert UF55 drying cabinet, universal, SingleDISPLAY, 53 l., calibrated according to ISO 17025. | piece | 1 | 0 | 0
|  | Analytical balance A&D HR-250 AZ (NGZ 252 g, 0.0001 g, platform 90 mm) conformity assessment | piece | 2 | 0 | 0
|  | Laboratory scales Vibra AJ-6200CE | piece | 2 | 0 | 0
|  | Test installation for cables with cross-linked polyethylene insulation up to 35 kV (VLF SR60) | piece | 2 |  | 0
|  | Testing installation Testrno 600 + additional unit CP TD 12 before installation | piece | 1 |  | 0
|  | Oil cleaning installation | piece | 1 |  | 0
|  | Towing rope (Length 6 meters, 10 tons) | piece | 14 |  | 0
|  | Towing rope (Length 5 meters, 6 tons) | piece | 9 |  | 0
|  | VVK-5 fire extinguisher | piece | 40 |  | 0
|  | Hydraulic slurry pump (SP35 DOA (Italy)-1pc, included: heat-resistant flat pressure hose D=76mm or similar) | piece | 14 |  | 0
|  | Fan with a hydraulic drive with the function of an aspirator ((DOA) AV28H-1pc, in the set: guide for the air hose-1pc, terminal for transporting the air hose -1pc, air hose D=200mm, L=8m -1pc, or similar) | piece | 57 |  | 0
|  | Highly sensitive tracer (Radiodetection RD 8200 or similar) with a generator | piece | 16 |  | 0
|  | Hydraulic clamp for PE pipes | piece | 96 |  | 0
|  | Hand clamp for PE pipes | piece | 96 |  | 0
|  | Metal sliding ladder 4-6 m | piece | 16 |  | 0
|  | A set of end heads | piece | 16 |  | 0
|  | Gas mask hose PSH-1 | piece | 48 |  | 0
|  | The lamp is explosion-proof | piece | 16 |  | 0
|  | Lifebelt | piece | 48 |  | 0
|  | Gas analyzer (ethane, methane) | piece | 47 |  | 0
|  | Locking latch, type 30s927nzh1 with an electric drive | piece | 3 | 0 | 0
|  | Hydraulic electrical assembly press PG-1000 (with a set of matrices) | piece | 1 |  | 0
|  | Hydraulic pliers for cable 18T 10-300mm | piece | 1 |  | 0
|  | Soft start device | piece | 2 |  | 0
|  | MMI panel | piece | 4 |  | 0
|  | Cone road rubber 520 mm | piece | 218 |  | 0
|  | Anemometer | piece | 188 |  | 0
|  | Safety rope | piece | 48 |  | 0
|  | Fencing pins (fencing sections) | piece | 550 |  | 0
|  | Road sign PDR 4.7 with a stand "Around the obstacle on the right side" | piece | 73 |  | 0
|  | Road sign PDR 4.8 with a stand "Around an obstacle on the left side" | piece | 73 |  | 0
|  | Road sign PDR 1.37 with a stand "Road works" | piece | 73 |  | 0
|  | Road sign PDR 3.21 with a stand "Entry prohibited" | piece | 210 |  | 0
|  | Hook fomka | piece | 16 |  | 0
|  | Road sign PDR 3.43 with a stand "Danger" | piece | 150 |  | 0
|  | Road sign PDR 3.29 with a stand "Maximum speed limit" | piece | 44 |  | 0
|  | Dielectric gloves | piece | 16 |  | 0
|  | Fireman's coat 2*2.5 | piece | 16 |  | 0
|  | Hydraulic drill CD10 Stanley or similar | piece | 2 |  | 0
|  | Fireproof suit (ordinary) | piece | 8 |  | 0
|  | Means of deterring dogs | piece | 132 |  | 0
|  | Flood light lantern | piece | 56 |  | 0
|  | Natural gas leak detector | piece | 126 |  | 0
|  | CO gas analyzer | piece | 104 |  | 0
|  | Electronic differential pressure gauge (TESTO 510 0-10 kPa analog) | piece | 31 |  | 0
|  | Arrow manometers for 0-0.6MPa, 0-1.6MPa with accuracy class 1.0 | piece | 31 |  | 0
|  | A set of thread-cutting tools (benches 15-50 for cutting an external thread) | piece | 16 |  | 0
|  | Gas analyzer (ethane, methane) | piece | 16 |  | 0
|  | Electronic differential pressure gauge (Testo 510 0-10 kPa or similar) | piece | 16 |  | 0
|  | Key for underground cranes | piece | 16 |  | 0
|  | An iron sledgehammer | piece | 8 |  | 0
|  | The sledgehammer is copper plated | piece | 16 |  | 0
|  | Metal saw | piece | 16 |  | 0
|  | Wood saw | piece | 16 |  | 0
|  | Ax | piece | 16 |  | 0
|  | Hooks for opening well covers and carpets | piece | 64 |  | 0
|  | Construction scrap 24 mm | piece | 16 |  | 0
|  | Pickaxe | piece | 16 |  | 0
|  | American shovel (scoop) | piece | 16 |  | 0
|  | Manual hydraulic screwdriver | piece | 8 |  | 0
|  | Steel blinds for flanges (25-300mm) | piece | 16 |  | 0
|  | Metal bandages for pipes (32-500mm) | piece | 16 |  | 0
|  | Plugs (15-50mm, internal and external thread) | piece | 16 |  | 0
|  | Chest camera | piece | 9 |  | 0
|  | Gas leak detector | piece | 18 |  | 0
|  | Device leak detector "Dozor-S-Pp" for finding leaks of natural gas methane and liquefied hydrocarbon gas | piece | 22 |  | 0
|  | Device for detecting carbon monoxide "Dozor-S-P" | piece | 16 |  | 0
|  | Hydraulic oil station Super aspid B (DOA) included | set | 16 |  | 0
|  | Fan with a hydraulic drive with the function of an aspirator (DOA) AV28H-1pc, in the set: guide for the air hose-1pc, terminal for transporting the air hose -1pc, air hose D=200mm, L=8m -1pc. | piece | 16 |  | 0
|  | Hydraulic slurry pump SP35 DOA (Italy) - 1pc, included: heat-resistant flat pressure hose D=76mm | piece | 16 |  | 0
|  | Gas analyzers "Dozor" | piece | 10 |  | 0
|  | Set of pipe wrenches #1,2,3,4,5 | piece | 16 |  | 0
|  | Difmanometer testo 510 | piece | 16 |  | 0
|  | Arrow manometers | piece | 16 |  | 0
|  | Signal lamp (portable, head) | piece | 16 |  | 0
|  | soft medical bags | piece | 16 |  | 0
|  | Electronic differential pressure gauge (TESTO 510 0-10kPa or similar) | piece | 57 |  | 0
|  | Arrow manometers for 0-0.6MPa, 0-1.6MPa with accuracy class 1.0 | piece | 41 |  | 0
|  | Cone road rubber 520 mm. | piece | 40 |  | 0
|  | Megaphone (loudspeaker) with battery — Megaphone HW-20 30W | piece | 16 |  | 0
|  | Road sign PDR 4.7 with a stand "Around an obstacle on the right side" | piece | 16 |  | 0
|  | Road sign PDR 4.8 with a stand "Around an obstacle on the left side" | piece | 16 |  | 0
|  | Road sign PDR 1.37 with a stand "Road works" | piece | 16 |  | 0
|  | Flashing beacon with a siren (panel) for the ADS car | piece | 16 |  | 0
|  | Road sign PDR 4.7; 4.8; 1.37; 3.21; 3.43; 3.29 | piece | 147 |  | 0
|  | The lighter is explosion-proof | piece | 40 |  | 0
|  | Arrow manometers for 0-0.6 MPa, 0-1.6 MPa with accuracy class 1.0 | piece | 16 |  | 0
|  | Thermopenal H-5 with adjustable temperature | piece | 36 |  | 0
|  | Mini gas station of a modular type diesel fuel/gasoline for 5 m3 220 V. with a pump, meter, fuel filters, automatic gun, measuring line under a meter stick | piece | 40 |  | 0
|  | Pipe wrench No. 5 | piece | 16 |  | 0
|  | Concrete Drill Bit 16mm L=100 WITH 11/4" UNC MALE ADAPTER | piece | 32 |  | 0
|  | hydraulic oil station (super aspid B (DOA) included: high-pressure hose with a set of closed quick-release connections, L=7000mm prepared (4pcs) or similar) | piece | 8 |  | 0
|  | Fan with a hydraulic drive with the function of an aspirator ((DOA) AV28H-1 pc, in the set: guide for the air hose -1 pc, thermal for transporting the air hose-1 pc, air hose D=200mm, L 8v -1 pc, or similar) | piece | 8 |  | 0
|  | Hydraulic slurry pump (SP35 DOA (Italy)-1pc, included: heat-resistant flat pressure hose D=76 mm or similar) | piece | 8 |  | 0
|  | Hydraulic drill (CD (STANLEY) or analogue) | piece | 8 |  | 0
|  | Hydraulic fan with aspirator function ((DOA) AV28H or similar) | piece | 2 |  | 0
|  | Box mounting BM-50 | piece | 33 |  | 0
|  | Arc extinguishing coil RZDPOM 300/6 | piece | 2 |  | 0
|  | Arc extinguishing control coil ZROM-350/16 (KDR) | piece | 2 |  | 0
|  | Reverse osmosis system BWRO3083-Si according to TU U 28.2-31875023-001-2021 based on membrane elements TORAY TMH20A-440C | piece | 1 |  | 0
|  | TVV-320 generator gas post | piece | 1 |  | 0
|  | Hot tapping machine // Equipment for flameless tapping into a gas pipeline | piece | 2 |  | 0
|  | Braun E1623.11D U2 M measuring speed converter with indication for VOITH hydraulic coupling | piece | 2 | 0 | 0
|  | Gas concentration alarm VibraGas or similar | piece | 50 |  | 0
|  | Motorola radio stations (walkie-talkie type) or similar (Radius up to 10 km) | piece | 96 |  | 0
|  | Angle grinder 1.5 kW | piece | 56 |  | 0
|  | Angle grinder 2.5 kW | piece | 46 |  | 0
|  | Mobile diesel compressor Kaeser M30 or similar | piece | 2 |  | 0
|  | Agilent 8890 Gas Chromatograph | piece | 1 |  | 0
|  | Mobile electric rope hoist with one trolley type T10532 (3.2t/12m) | piece | 1 | 0 | 0
|  | Gas analyzer JL-269 | piece | 32 |  | 0
|  | Road plastic cone H-52 cm 1 white/1 reflective strips KD007 | piece | 70 |  | 0
|  | Carbon dioxide fire extinguisher VVK-5 (OU-7) | piece | 35 |  | 0
|  | SNOOPER mini Gas leak detector | piece | 42 |  | 0
|  | CO gas analyzer | piece | 27 |  | 0
|  | Anemometer / Anemometer | piece | 27 |  | 0
|  | Hydraulically driven fan with aspirator function ((DOA) AV28H-1pcs., complete with: air hose guide-1pcs., air hose transport terminal -1pcs, air hose D=200mm, L=8m -1pcs., or equivalent) / Fan with a hydraulic drive with the function of an aspirator ((DOA) AV28H-1pc, in the set: guide for the air hose-1pc, terminal for transporting the air hose -1pc, air hose D=200mm, L=8m -1pc, or similar) | piece | 10 |  | 0
|  | Installation for horizontal drilling | piece | 1 |  | 0
|  | Air quality analyzer for dustiness (Dust particle counter - dust meter KORNO GT-1000-JM(FC) ) | piece | 13 |  | 0
|  | Chromatograph | piece | 7 |  | 0
|  | Hydraulic combined tool (cutter-splitter) | piece | 3 |  | 0
|  | Air quality analyzer for dustiness (Dust particle counter - sawdust meter) | piece | 8 |  | 0
|  | THERMAL IMAGING FLIR E96 24° with additional lenses 14° and 42° | piece | 2 |  | 0
|  | Gas chromatograph PerkinElmer Clarus 690 with power supply unit 230V 10A 50/60Hz | piece | 1 |  | 0
|  | The test complex for checking the Omicron CMC 356 Essential RZA devices (P0000808, BINLLO1) includes: - Software Test Universe: Essential, Distance (P0006816); Advanced Differential (P0000296); - IEC61850 software. Accessories: standard, Comb.Cable (B1328100), CM WIRING (B1764601), Transport case (B0679403) | piece | 1 |  | 0
|  | Oxygen pressing compressor DEZEGA HIHPG2 | piece | 6 |  | 0
|  | DEZEGA CheckUp device for testing respiratory equipment | piece | 6 |  | 0
|  | RTS-M device for testing relay protection and automation devices | piece | 1 |  | 0
|  | UPA-10 machine loading device | piece | 1 |  | 0
|  | Recloser 10 kV (3-phase) complete with a control cabinet, transformers of own needs, mounting brackets and information transmission devices | piece | 40 |  | 0
|  | Plasma cutting installation Hypertherm Powermax-105 400V, 28A | piece | 1 |  | 0
| Other means and equipment Total |  |  | 148033.45 | 0 | 35
| Boiler equipment | Electric floor boiler TITAN 90 kW 380V or similar | piece | 1 |  | 0
|  | Cogeneration plant | piece | 7 | 0 | 0
|  | Modular boiler room 1800 kW, diesel | piece | 8 |  | 0
|  | Modular boiler house 600 kW, diesel | piece | 55 |  | 0
|  | Solid fuel boiler universal modular 1200 KW | piece | 2 |  | 0
|  | Solid fuel boiler universal modular 1800 KW | piece | 4 |  | 0
|  | Solid fuel boiler universal modular 2200 KW | piece | 1 |  | 0
|  | Solid fuel boiler universal modular 250 KW | piece | 2 |  | 0
|  | Solid fuel boiler universal modular 3500 KW | piece | 1 |  | 0
|  | Solid fuel boiler universal modular 500 KW | piece | 2 |  | 0
|  | Solid fuel boiler universal modular 5000 KW | piece | 2 |  | 0
|  | Solid fuel boiler universal modular 5800 KW | piece | 2 |  | 0
|  | Solid fuel boiler universal modular 600 KW | piece | 2 |  | 0
|  | Solid fuel boiler universal modular 650 KW | piece | 1 |  | 0
|  | Solid fuel boiler universal modular 950 KW | piece | 1 |  | 0
|  | Modular boiler room | piece | 2 |  | 0
|  | Solid fuel boiler "WICHLACZ" (GKW) WITH POWER OF 500 kW (complete with fan and automation) | piece | 1 |  | 0
|  | Solid fuel boiler "WICHLACZ" (GKW) WITH POWER OF 1000 kW (complete with fan and automation) | piece | 1 |  | 0
|  | Spark plug | piece | 200 | 0 | 0
|  | Boiler unit | piece | 4 |  | 0
| Boiler equipment Total |  |  | 299 | 0 | 0
| Metal detectors | metal detector | piece | 344 |  | 9
| Metal detectors Total |  |  | 344 |  | 9
| Equipment for extraction of hydrocarbon products | Well Test separator | piece | 12 |  | 0
|  | Heat exchanger for heating | piece | 2 |  | 0
|  | Setting Snubbing | piece | 2 |  | 0
|  | Block of incoming threads | piece | 1 |  | 0
|  | Block of drainage containers for installation of complex gas preparation | piece | 2 |  | 0
|  | Block of hydrate formation inhibitor storage tanks for installation of complex gas preparation | piece | 1 |  | 0
|  | Gas preparation unit for installation of complex gas preparation | piece | 2 |  | 0
|  | Separation equipment | piece | 2 |  | 0
|  | Containers | piece | 4 |  | 0
|  | Heat exchange equipment | piece | 7 |  | 0
|  | Block of gas inlet threads for installation of complex gas preparation | piece | 1 |  | 0
|  | Liquid separator unit for installation of complex gas preparation | piece | 1 |  | 0
|  | Gas reduction unit for installation of complex gas preparation | piece | 1 |  | 0
|  | Block of technological tanks for installation of complex gas preparation | piece | 1 |  | 0
|  | Capacitive equipment | piece | 5 |  | 0
|  | Measuring pipeline | piece | 1 |  | 0
|  | Block of incoming threads (BVN) | piece | 6 |  | 0
|  | Gas preparation unit (GPG) | piece | 3 |  | 0
|  | Commercial gas accounting unit (KVOG) | piece | 3 |  | 0
|  | Liquid separator block (BRR) | piece | 3 |  | 0
|  | Gas reduction unit (BRG) | piece | 3 |  | 0
|  | Block of technological tanks (BET) | piece | 3 |  | 0
|  | Block of storage tanks for hydrate formation inhibitor (BEI) | piece | 3 |  | 0
|  | Block of drainage containers (BED) | piece | 3 |  | 0
|  | Block of experimental line (BDL) | piece | 3 |  | 0
|  | Block of oil pumps (BNA) | piece | 3 |  | 0
|  | Block of pumps of dispensers of hydrate formation inhibitor (BNI) | piece | 3 |  | 0
|  | Flare installation unit (BFU) | piece | 3 |  | 0
|  | Pneumatic multi-dimensional plug with a rubber cord shell for covering pipes of the KAV type from 100 mm to 200 mm | piece | 4 |  | 0
|  | Pneumatic plugs are inflatable for pipelines with a diameter of 200 mm to 400 mm | piece | 2 |  | 0
|  | Pneumatic multi-dimensional plug with a rubber cord shell for covering pipes of the KAV type from 150 mm to 300 mm | piece | 4 |  | 0
|  | Pneumatic multi-dimensional plug ø up to 3200mm (CSTR 180032001) | piece | 1 |  | 0
|  | Pneumatic multi-dimensional plug with a rubber cord shell for covering pipes of the KAV type from 300 mm to 600 mm | piece | 3 |  | 0
| Equipment for extraction of hydrocarbon products Result |  |  | 98 |  | 0
| Equipment for gas networks | SS4-SS6 (200/12-300/12) STOP-SYSTEM TM Ravetti for carrying out repair work on gas pipelines from DU 200 mm to DU 300 mm working pressure up to 12 bar with the possibility of arranging a bypass (bypass) line complete with a drill and a set of small mechanization | piece | 2 |  | 0
|  | GOLIATH gas analyzer or similar | piece | 3881 |  | 79
|  | Gas analyzer SNOOPER mini (or analogue) | piece | 175 | 0 | 0
|  | Multicomponent gas analyzer (combustible gases, carbon monoxide, O2, H2S) WINTACT WT8811 | piece | 4 |  | 0
|  | RMLD remote methane leak detector | piece | 4 |  | 0
|  | Welding machines for butt welding of polyethylene pipes of the Kamitech type | piece | 2 |  | 0
|  | Welding machines for thermistor welding of polyethylene pipes of the Kamitech type in a set | piece | 2 |  | 0
|  | set of technological equipment Stop system TM RAVETTI (Italy) for closing gas pipelines through a pressure fitting, diameters of gas pipelines from D150 to D2500 mm, with a maximum working pressure of 12 kgf/cm2 and the possibility of laying a bypass line, complete with small mechanization. | piece | 6 |  | 2
|  | A set of technological equipment Stop system TM RAVETTI (Italy) for closing gas pipelines through a pressure fitting, diameters of gas pipelines from Du50 to Du150mm, with a maximum working pressure of 12 kgf/cm2 and the possibility of laying a bypass line, complete with small mechanization. | piece | 144 |  | 5
|  | Mini-Stop Ravetti (Italy) | piece | 15 |  | 0
|  | Crimps for crimping polyethylene pipes with a diameter of 32-90 mm | piece | 4 |  | 0
|  | Crimps for crimping polyethylene pipes with a diameter of 90-250 mm | piece | 4 |  | 0
|  | MINI-STOP SYSTEM Ravetti (Italy) | piece | 926 |  | 20
|  | Thickness gauge VT-12N-5 | piece | 5 |  | 0
|  | Ultrasonic thickness gauge. Novotest UT-1M with converter P112-10 | piece | 5 |  | 0
|  | Thickness gauge, coating Novotest TP-1 (L) with sensor M-12 (L) | piece | 5 |  | 0
|  | Centralizers for steel pipes with a diameter from 325 mm to 720 mm | piece | 1 |  | 0
|  | A Falcon laser methane detector kit together with a UAV, or similar | piece | 1 |  | 0
|  | Multifunctional gas measuring device with a chromatographic unit (Etan detector) Variotec-480EX | piece | 2 |  | 0
|  | Mobile gas turbine and mobile substation with step-up transformer (gas mobile peak power plant) | piece | 4 |  | 0
|  | Inspection cleaning device for stop systems SS 1/2 DN 2”- 4” 12 Bar in a metal box | piece | 7 |  | 0
|  | Locking device for stop systems SS 1/2 DN 2”- 4” 12 Bar in a metal box | piece | 7 |  | 0
|  | Stop system SS 1/2 2”- 2”1/2-3”-4” 12 Bar with a set of equipment and accessories in a metal box | piece | 7 |  | 0
|  | Inspection cleaning device for stop systems SS3 6”12 Bar | piece | 1 |  | 0
|  | Set of stop system "Ravetti" for repairing networks with a diameter from 150 mm to 300 mm | piece | 1 |  | 0
|  | Set of stop system "Ravetti" for repairing networks with a diameter from 300 mm to 500 mm | piece | 1 |  | 0
|  | Set of stop system "Ravetti" for repairing networks with a diameter from 50 mm to 150 mm | piece | 1 |  | 0
|  | set of technological equipment Stop system TM RAVETTI (Italy) for closing gas pipelines through pressure fittings, with a diameter of a gas pipeline from DN50 to DN700 mm, with a maximum working pressure of 12 kgf/cm2 and the possibility of laying a bypass line, equipped with means of small mechanization | piece | 1 |  | 0
|  | Highly sensitive tracer (Radiodetection RD 8200 or similar) with a generator | piece | 35 |  | 0
|  | Hydraulic clamp for PE pipes | piece | 188 |  | 10
|  | Hand clamp for PE pipes | piece | 188 |  | 10
|  | Gas analyzer (ethane, methane) | piece | 183 |  | 5
|  | A set of hydraulic equipment for emergency repair services | piece | 5 | 0 | 0
|  | Gas analyzer (ethane, methane) | piece | 22 |  | 0
|  | Anemometer | piece | 57 |  | 0
|  | Gas analyzer | piece | 18 |  | 0
|  | Natural gas leak detector | piece | 283 |  | 0
|  | CO gas analyzer | piece | 116 |  | 0
|  | Electronic differential pressure gauge (TESTO 510 0-10 kPa analog) | piece | 126 |  | 0
|  | Arrow manometers for 0-0.6MPa, 0-1.6MPa with accuracy class 1.0 | piece | 189 |  | 0
|  | Manometers 0-0.6 MPa, 0-1.6 MPa with cl. 1.0 | piece | 16 |  | 0
|  | Key for underground cranes | piece | 11 |  | 0
|  | Steel blinds for flanges (25-300mm) | piece | 22 |  | 0
|  | Metal bandages for pipes (32-500mm) | piece | 22 |  | 0
|  | Plugs (15-50mm, internal and external thread) | piece | 22 |  | 0
|  | Manometer | piece | 18 |  | 0
|  | Steel blinds for flanges 25 mm | piece | 22 |  | 0
|  | Steel blinds for flanges 32 mm in diameter | piece | 22 |  | 0
|  | Steel blinds for flanges D 40 mm | piece | 22 |  | 0
|  | Steel blinds for flanges 50 mm in diameter | piece | 22 |  | 0
|  | Steel blinds for flanges of 65 mm | piece | 22 |  | 0
|  | Steel blinds for flanges 80 mm in diameter | piece | 22 |  | 0
|  | Steel blinds for flanges 100 mm in diameter | piece | 22 |  | 0
|  | Steel blinds for flanges 125 mm in diameter | piece | 22 |  | 0
|  | Steel blinds for flanges 150 mm in diameter | piece | 22 |  | 0
|  | Steel blinds for flanges 200 mm in diameter | piece | 6 |  | 0
|  | Steel blinds for flanges 250 mm in diameter | piece | 6 |  | 0
|  | Steel blinds for flanges 300 mm in diameter | piece | 6 |  | 0
|  | Metal bands for pipes DN 32 mm | piece | 22 |  | 0
|  | Metal bandages for pipes DN 40 mm | piece | 22 |  | 0
|  | Metal bandages for pipes (DN 57-65mm), L200 | piece | 22 |  | 0
|  | Metal bandages for pipes (DN 73-83mm), L200 | piece | 22 |  | 0
|  | Metal bandages for pipes (DN 89-98mm), L200 | piece | 22 |  | 0
|  | Metal bandages for pipes (DN 108-118mm), L200 | piece | 22 |  | 0
|  | Metal bandages for pipes (113-123), L200 | piece | 22 |  | 0
|  | Metal bandages for pipes (135-145), L200 | piece | 22 |  | 0
|  | Metal bandages for pipes (151-161), L200 | piece | 22 |  | 0
|  | Metal bandages for pipes (159-170), L200 | piece | 6 |  | 0
|  | Metal bandages for pipes (170-180), L300 | piece | 3 |  | 0
|  | Metal bandages for pipes (218-228), L400 | piece | 3 |  | 0
|  | Metal bandages for pipes (248-258), L400 | piece | 3 |  | 0
|  | Metal bandages for pipes (271-281), L400 | piece | 3 |  | 0
|  | Metal bandages for pipes (321-331), L400 | piece | 3 |  | 0
|  | Metal bandages for pipes (404-423), L400 | piece | 3 |  | 0
|  | Metal bandages for pipes (526-545), L400 | piece | 3 |  | 0
|  | Electronic differential pressure gauge (TESTO 510 0-10kPa or similar) | piece | 84 |  | 0
|  | Anemometer (testo 410-1 or analogue) | piece | 46 |  | 0
|  | Safety relief valve | piece | 10 |  | 0
|  | Gas pressure regulator with a built-in safety shut-off valve | piece | 26 |  | 0
|  | Gas pressure regulators DN25-250 mm, PN16 | piece | 10 |  | 5
|  | Laser detector of methane leaks RMLD-CS | piece | 8 | 0 | 10
|  | Gas analyzer STH-17-81 | piece | 1 |  | 0
|  | Gas analyzer TESTO 350 | piece | 1 |  | 1
|  | Portable underground multigas analyzer type MX6 iBRID or similar | piece | 28 |  | 0
|  | Technological equipment and fittings for the restoration of damaged polyethylene gas pipelines using fittings under pressure and with pressure cut-off. With a maximum working pressure of 1.2 MPa. | piece | 729 |  | 0
|  | Set of technological equipment Stop system TM RAVETTI | piece | 1 |  | 0
|  | MINI-STOP SYSTEM Ravetti (Italy) | piece | 1 |  | 0
|  | safety relief valve DN25 | piece | 2 |  | 0
|  | Safety relief valve | piece | 138 |  | 0
|  | gas pressure regulator with a built-in safety shut-off valve | piece | 2 |  | 0
|  | cabinet gas regulating point | piece | 120 |  | 0
|  | gas pressure regulator with a built-in safety shut-off valve DN40 | piece | 2 |  | 0
|  | safety relief valve (threaded connection DN 25) | piece | 21 |  | 0
|  | gas pressure regulator with a built-in safety shut-off valve (threaded connection DN 25) | piece | 22 |  | 0
|  | gas pressure regulator with a built-in safety shut-off valve (DN40 flange connection) | piece | 1 |  | 0
|  | gas pressure regulator with a built-in safety shut-off valve (flange connection DN 50) | piece | 3 |  | 0
|  | cabinet gas regulating point throughput 50 m3/h | piece | 1 |  | 0
|  | cabinet gas regulating point throughput 100 m3/h | piece | 3 |  | 0
|  | cabinet gas regulating point throughput 300 m3/h | piece | 4 |  | 0
|  | cabinet gas regulating point throughput 600 m3/h | piece | 2 |  | 0
|  | safety relief valve PF VS/AM 65 | piece | 5 |  | 0
|  | Cabinet gas regulating point, throughput 100 m3/h | piece | 10 |  | 0
|  | Cabinet gas regulating point, throughput 300 m3/h | piece | 12 |  | 0
|  | Cabinet gas regulating point, throughput 600 m3/h | piece | 8 |  | 0
|  | Mesh gas filter | piece | 2 |  | 0
|  | Closet gas regulating point | piece | 26 |  | 0
|  | Gas regulating installation | piece | 4 |  | 0
|  | Safety relief valve DN 25 | piece | 169 |  | 0
|  | cabinet gas regulating point 50 m3/h | piece | 1 |  | 0
|  | cabinet gas regulating point 100 m3/h | piece | 1 |  | 0
|  | cabinet gas regulating point 300 m3/h | piece | 1 |  | 0
|  | cabinet gas regulating point 600 m3/h | piece | 1 |  | 0
|  | Office gas regulatory point | piece | 1 |  | 0
|  | Safety relief valve (threaded connection DN25, ambient temperature from -30 C to +60 C, maximum pressure 12 bar, operating pressure from 15 to 150 mbar); | piece | 75 |  | 0
|  | Cabinet gas regulating point (ambient temperature from -30 C to +60 C, inlet pressure from 0.5 bar to 8.6 bar, outlet pressure from 13 to 350 mbar, flow capacity 50 cubic m/h) | piece | 5 |  | 0
|  | Cabinet gas regulating point (ambient temperature from -30 C to +60 C, inlet pressure from 0.5 bar to 6 bar, outlet pressure from 13 to 350 mbar, flow capacity 100 cubic meters per hour) | piece | 5 |  | 0
|  | Cabinet gas regulating point (ambient temperature from -30 C to +60 C, inlet pressure from 0.5 bar to 20 bar, outlet pressure from 13 to 340 mbar, flow capacity of 300 cubic meters per hour) | piece | 25 |  | 0
|  | "STOP SYSTEM" for covering steel pipes | piece | 1 |  | 0
|  | "STOP SYSTEM" for covering steel pipes | piece | 6 |  | 0
| Equipment for gas networks Total |  |  | 8804 | 0 | 147
| Equipment for the processing of hydrocarbon products | Gas drying unit (propane freezing unit) | piece | 1 |  | 0
|  | Green methanol plant | piece | 1 |  | 0
|  | Installation of isomerization of C5/C6 hydrocarbons and hydrotreating unit | piece | 1 |  | 0
|  | Installation of deep extraction of hydrocarbons from natural gas | piece | 2 |  | 0
| Equipment for the processing of hydrocarbon products Total |  |  | 5 |  | 0
| Equipment for solar power plants | Autonomous solar power plant 3 kWh. battery capacity 3 kWh. | piece | 1 |  | 0
|  | Solar panel inverter TSOL-M800(DE) | piece | 27 |  | 0
|  | A pair of solar panels 2x385 W | piece | 27 |  | 0
|  | Solar panel SOLA S132/М12Н/660W or similar | piece | 230 |  | 0
|  | Photoelectric module type JAP6(K)-60-270/4BB manufactured by Shanghai JA Solar Technology Co.,Ltd | piece | 13000 |  | 0
|  | photovoltaic modules | piece | 34138 |  | 0
|  | Inverter SUN2000-60KTL-M3 | piece | 150 |  | 0
|  | Solar panels | piece | 3003 |  | 0
|  | Inverters | piece | 7 |  | 0
|  | Solar panels of the type Trina Solar 330 W or similar | piece | 375 |  | 0
|  | Solar panels of the Seraphim type 330 W or similar | piece | 375 |  | 0
|  | Risen RSM72-6-370M 370 W solar panels or similar | piece | 4860 |  | 0
| Equipment for solar power plants Summary |  |  | 56193 |  | 0
| Lighting devices | LED lamps | piece | 6432 |  | 0
|  | LED flashlight 6V 4500 mAh | piece | 10 |  | 10
|  | Battery lights (group) | piece | 31 |  | 0
|  | Rechargeable flashlights (pocket) | piece | 1277 |  | 0
|  | Battery lights (headlights) | piece | 400 |  | 0
|  | Lantern | piece | 1032 | 0 | 0
|  | Flashlight Kronos TD-6000 30W | piece | 12 |  | 0
|  | Explosion-proof lamps | piece | 200 |  | 0
|  | The lamps are explosion-proof | piece | 4840 |  | 91
|  | Portable battery lights in explosion-proof design | piece | 200 |  | 0
|  | Mobile lighting installation | piece | 698 |  | 16
|  | Mobile lighting masts | piece | 20 |  | 0
|  | Lighting lamps on batteries | piece | 175 |  | 0
|  | Searchlight | piece | 1 |  | 0
|  | Flood light spotlight | piece | 200 |  | 0
|  | Mine explosion-proof main rechargeable SVG lamp | piece | 539 |  | 0
|  | Main battery-powered mining lamp | piece | 2315 |  | 0
|  | LED light tower with generator, mobile, Hilight V5+ (LED 4*350 W) 230 V 5 kVA (5 kW) | piece | 17 |  | 0
|  | Mobile lighting tower // Mobile lighting tower | piece | 31 |  | 0
|  | Lamp | piece | 171 |  | 0
|  | Lamp 127-220V | piece | 1301 |  | 0
|  | LED lamps 175-250V 15W E27 4000K | piece | 200 |  | 0
|  | Spotlights on the masts | piece | 8 |  | 0
|  | Lighting panels with automatic machines | piece | 5 |  | 0
|  | LED lamp | piece | 200 |  | 0
|  | headlamp | piece | 6 |  | 0
|  | pocket signal lantern | piece | 6 |  | 0
|  | LED spotlight LED-612, telescopic, 60W, 4200 lumens | piece | 67 |  | 0
|  | Lighting tower with electricity generator | piece | 1 |  | 0
|  | Lighting towers with diesel generator | piece | 25 |  | 0
|  | Lighting fittings | piece | 95 |  | 0
|  | LED lamp | piece | 1600 |  | 0
|  | LED lighting tower with a generator | piece | 1 |  | 0
|  | The lamp is explosion-proof | piece | 281 |  | 0
|  | Flood light lantern | piece | 248 |  | 0
|  | LED spotlights | piece | 38 |  | 0
|  | Lamps, spotlights, lamps | piece | 246 | 0 | 0
|  | SMS lights | piece | 400 |  | 0
|  | lighting towers with a generator | piece | 3 |  | 0
|  | Explosion-proof LED lamps and accessories (011) | piece | 20 |  | 0
|  | Console LED street lamp 100W IP65 LM8000 K6400 | piece | 30 |  | 0
|  | Autonomous lighting | piece | 37 |  | 0
|  | Light guide lamp LED EXTRA-N VYRTYCH 29W 4000K IP66 zone 2.22 explosion-proof | piece | 35 |  | 0
|  | Explosion-proof flood light lantern | piece | 35 |  | 0
|  | Explosion-proof luminaire / The lamp is explosion-proof | piece | 37 |  | 0
|  | Floodlight | piece | 37 |  | 0
|  | Philips HPL 4 Pro lamp | piece | 100 |  | 0
|  | Lighting lamps | piece | 80 |  | 0
|  | LED portable spotlight on a tripod 30W or equivalent | piece | 6 |  | 0
|  | Lamp with switch LPO 2001 13W | piece | 3 |  | 0
|  | Lighting relay | piece | 8 | 0 | 0
|  | Lantern/Lamp | piece | 1 |  | 0
| Lighting devices Total |  |  | 23761 | 0 | 117
| Electromagnetic starters | Mine starting device ASHT-P-4, or similar | piece | 2 |  | 0
|  | Explosion-proof mine launcher PVIT-125MV | piece | 5 |  | 0
|  | Explosion-proof mine starter PVIT-250MV, or similar | piece | 4 |  | 0
|  | Explosion-proof mine starter PVIT-320MV, or similar | piece | 4 |  | 0
|  | Explosion-proof mine launcher PVYT-63MR | piece | 4 |  | 0
|  | Launcher PVI-125 | piece | 3 |  | 0
|  | Starter PVI-250 | piece | 2 |  | 0
|  | Magnetic starter | piece | 30 |  | 0
|  | high-voltage soft starter | piece | 2 |  | 0
| Electromagnetic starters Total |  |  | 56 |  | 0
| Gas pressure regulator | testo 350 kit | piece | 6 |  | 0
|  | Gas pressure regulator | piece | 10 |  | 0
|  | Gas pressure regulator FE-10 BP | piece | 1000 |  | 0
|  | Gas pressure regulator RG 2MB - 100 | piece | 4 |  | 0
|  | Gas pressure regulator RG 2MB - 50 | piece | 6 |  | 0
|  | Gas pressure regulator RG 2MB - 80 | piece | 6 |  | 0
|  | Gas pressure regulator RDUK-2N-200 | piece | 2 |  | 0
|  | Gas pressure regulators | piece | 19 |  | 0
|  | Household gas pressure regulators | piece | 500 |  | 0
|  | Gas pressure regulator Pietro Fiorentini fe 25BP | piece | 40 |  | 0
|  | GAS PRESSURE REGULATORS RG/2MBZ 50 | piece | 2 |  | 1
|  | GAS PRESSURE REGULATORS RG/2MBH 50 | piece | 2 |  | 1
|  | Safety relief valve | piece | 3 |  | 0
|  | Gas pressure regulator with a built-in safety shut-off valve | piece | 188 |  | 0
|  | Gas pressure regulator MADAS RG-FRG/2MBZ Du50 | piece | 5 |  | 0
|  | GAS PRESSURE REGULATORS MADAS FR2LB03 120 | piece | 1600 |  | 0
|  | Safety relief valve | piece | 5 |  | 0
|  | gas pressure regulator with a built-in safety shut-off valve | piece | 55 |  | 0
|  | cabinet gas regulating point | piece | 20 |  | 0
|  | gas pressure regulator with built-in safety shut-off valve DN 25 | piece | 3 |  | 0
|  | gas pressure regulator with a built-in safety shut-off valve DN40 | piece | 2 |  | 0
|  | gas pressure regulator with a built-in safety shut-off valve DN50 | piece | 2 |  | 0
|  | pressure regulator | piece | 10 |  | 0
|  | pressure regulator with a built-in safety shut-off valve (flange connection DN40 (class Ru 16/25 according to ISO 7005-1 ISO 7005-2), ambient temperature -30C + 60C, maximum pressure 8.6 bar, reduction pressure 13-350 mbar) | piece | 10 |  | 0
|  | pressure regulator with built-in safety shut-off valve (flange connection DN40 (class Ru 16/25 according to ISO 7005-1 ISO 7005-2) ambient temperature -30C + 60C, maximum pressure 12 bar, reduction pressure 13-350 mbar) | piece | 10 |  | 0
|  | cabinet gas regulating point | piece | 10 |  | 0
|  | cabinet gas regulating point | piece | 10 |  | 0
|  | gas pressure regulator with a built-in safety shut-off valve DN40 | piece | 1 |  | 0
|  | gas pressure regulator with a built-in safety shut-off valve DN50 | piece | 1 |  | 0
|  | Gas pressure regulator with built-in safety shut-off valve (DN25 threaded connection, ambient temperature from -30 C to +60 C, maximum pressure 8.6 bar, reducing pressure from 15 to 100 mbar); / Gas pressure regulator with a built-in safety shut-off valve (threaded connection DN25, ambient temperature from -30 C to +60 C, maximum pressure 8.6 bar, reduction pressure from 15 to 100 mbar); | piece | 4 |  | 0
|  | Gas pressure regulator with built-in safety shut-off valve (flange connection DN40 (class Py 16/25 according to ISO 7005-1, ISO 7005-2), ambient temperature from -30 C to +60 C, maximum pressure 8, 6 bar, reducing pressure from 13 to 350 mbar); / Gas pressure regulator with built-in safety shut-off valve (flange connection DN40 (class Ru 16/25 according to ISO 7005-1, ISO 7005-2), ambient temperature from -30 C to +60 C, maximum pressure 8.6 bar , reduction pressure from 13 to 350 mbar); | piece | 4 |  | 0
|  | Gas pressure regulator with built-in safety shut-off valve (flange connection DN50 (class Py 16/25 according to ISO 7005-1, ISO 7005-2), ambient temperature from -30 C to +60 C, maximum pressure 12 bar , reducing pressure from 13 to 350 mbar); / Gas pressure regulator with built-in safety shut-off valve (flange connection DN50 (class Ru 16/25 according to ISO 7005-1, ISO 7005-2), ambient temperature from -30 C to +60 C, maximum pressure 12 bar, pressure reduction from 13 to 350 mbar) | piece | 2 |  | 0
| Gas pressure regulator Result |  |  | 3542 |  | 2
| Gas tracers | APGC-015/2 | piece | 3 |  | 0
|  | VARIOTEC 480 EX gas analyzer | piece | 5 |  | 0
|  | ELLI laser leak indicator | piece | 2 |  | 0
|  | Track finder + generator | piece | 4 |  | 0
|  | Route finder "APGK 015/2" | piece | 2 |  | 0
|  | Track finder "Wagon - 911 M4" | piece | 6 |  | 0
|  | Track finder RIDGID Seek Tech SR-20 or similar | piece | 3 |  | 0
|  | Track finder SPRUT-17 | piece | 705 |  | 13
|  | Track finders | piece | 19 |  | 0
|  | Gas analyzer (leak detector) of natural gas SNOOPER mini (or analogue) | piece | 15 |  | 0
|  | Highly sensitive tracer (Radiodetection RD 8200 or similar) with a generator | piece | 286 |  | 0
|  | Natural gas leak detector | piece | 44 |  | 0
|  | Highly sensitive track finder with a generator | piece | 116 |  | 0
|  | Track finder type Universal 911 or similar | piece | 20 |  | 0
|  | Highly sensitive cable and pipe locator (Radiodetection RD 8200 or equivalent) with generator | piece | 27 |  | 0
| Gas tracers Total |  |  | 1257 |  | 13
| Equipment for wind power plants | BLA 79M A PA SR blade for 6 MW wind turbine | piece | 3 |  | 0
| Equipment for wind power plants Summary |  |  | 3 |  | 0
Means and equipment Total |  |  |  | 526177.45 | 0 | 2007
Means of telecommunication and telemechanics | Means of voice radio communication | Car radio station | piece | 176 |  | 51
|  | Antenna-feeder devices | piece | 10 |  | 0
|  | Power supply unit | piece | 16 |  | 0
|  | Headset 2-wire black for R7 radio stations, model PMLN8342A | piece | 50 |  | 0
|  | Headset 3-wire black for R7 radios, model PMLN8343A | piece | 50 |  | 0
|  | Loudspeaker | piece | 100 |  | 0
|  | Means of radio communication | piece | 12 |  | 0
|  | Portable VHF radio stations "ICOM IC-F16" | piece | 288 |  | 0
|  | Portable radio stations | piece | 450 |  | 0
|  | Radio stations mobile (portable) Hytera MD785i (L) (GPS) (136-174) | piece | 40 |  | 0
|  | Motorola radios (walkie-talkie type) | piece | 3117 |  | 29
|  | Radio stations portable (wearable) digital Hytera PD605 (136-174) | piece | 25 |  | 0
|  | Motorola DP4400 (or 4600) type radios | piece | 100 |  | 0
|  | Radio station KENWOOD VHF NX-3220-E (NEXEDGE) | piece | 30 |  | 0
|  | Car radio station DM2600 UHF LP | piece | 10 |  | 0
|  | Autonomous radio station (walkie-talkie) with a range of up to 1000m. | piece | 8 |  | 0
|  | Kenwood NX-1200DE3 portable radio station | piece | 8 |  | 8
|  | Radio station portable R7 FKP PREMIUM UHF complete with two rechargeable batteries | piece | 100 |  | 0
|  | Stationary radio station Hytera MD785i (L) (136-174 MHz) with Smart Dispatch software. | piece | 10 |  | 0
|  | The radio station is stationary in the VHF range | piece | 10 |  | 0
|  | walkie-talkies | piece | 605 |  | 0
|  | Walkie-talkies DMR Baofeng DM-5R | piece | 6 |  | 0
|  | Sense | piece | 10 |  | 0
|  | Walkie-talkie with a communication range of 2.5 km | piece | 10 |  | 0
|  | MOTOROLA SLR 5500 repeater | piece | 21 |  | 0
|  | Repeater stationary Hytera RD985S, repeater (136-174) RD985S(Advanced) SW00008 | piece | 10 |  | 0
|  | Stationary radio station MOTOROLA DM-4600E | piece | 43 |  | 0
|  | Kenwood TK-D740 digital professional walkie-talkie | piece | 6 |  | 6
|  | Motorola radio (walkie-talkie type) | piece | 100 |  | 60
|  | A set of radios | piece | 20 |  | 0
|  | DP4800/DP4801 portable radio | piece | 50 |  | 0
|  | Motorola, Kenwood, Hytera or similar portable radios | piece | 32 |  | 0
|  | Autonomous means of communication (between team members) (portable walkie-talkie) | piece | 327 |  | 0
|  | Autonomous means of communication (between the car and the control room) | set | 71 |  | 0
|  | Autonomous means of communication (between team members) | piece | 92 |  | 0
|  | Autonomous means of communication (between the car and the control room) | piece | 16 |  | 0
|  | Autonomous means of communication (between team members) | piece | 32 |  | 0
|  | Autonomous means of communication (between the car and the control room) (car walkie-talkie) | piece | 165 |  | 0
|  | The smartphone is protected by 4/64Gb | piece | 11 |  | 0
|  | stationary radio stations | piece | 15 |  | 0
|  | SSU (Blue Light and Sound Device (LSD)) | piece | 11 |  | 0
|  | Motorola radio station | piece | 58 |  | 0
|  | Car radio station | piece | 41 |  | 0
|  | Portable radio station | piece | 72 |  | 1
|  | Autonomous means of communication (between the car and the control room) (car walkie-talkie) | piece | 15 |  | 0
|  | Autonomous means of communication (between team members) (portable walkie-talkie) | piece | 15 |  | 0
|  | Stationary radio station | piece | 65 |  | 1
|  | Portable radio stations | piece | 86 |  | 0
|  | Autonomous means of communication (between the car and the control room, car radio stations, a set with a battery, a power supply unit) | piece | 32 |  | 0
|  | Autonomous means of communication (between team members) (portable walkie-talkie) set with battery, clip, charger | piece | 96 |  | 0
|  | Autonomous means of communication (between the vehicle and the dispatch room) | piece | 27 |  | 0
|  | Means of communication, data recording and transmission Autonomous means of communication (between the members of ERT) | piece | 54 |  | 0
|  | Stationary Radio Stations | piece | 29 |  | 0
|  | Stationary radio station | piece | 33 |  | 0
|  | Stationary radio stations for ADS | piece | 17 |  | 0
|  | Automobile radio stations of the ADS service | piece | 21 |  | 0
|  | Stationary radio station with tower from 6 m, antenna, feeder, power supply unit | piece | 29 |  | 0
|  | Portable radio stations for ADS services | piece | 16 |  | 0
|  | Radio station for ADS | piece | 20 |  | 0
|  | A tower with an antenna for radio communication | piece | 20 |  | 0
|  | A car radio set | piece | 22 |  | 0
|  | Autonomous means of communication (between the control room and the car) (radio station in the control room) | piece | 23 |  | 0
|  | Autonomous means of communication (car radio) | piece | 21 |  | 0
|  | Motorola/Hytera/Kenwood stationary radio station | set | 17 |  | 0
|  | Motorola/Hytera/Kenwood car radios | set | 27 |  | 0
|  | Portable radio station of ADS brigades | set | 21 |  | 0
|  | Repeater Motorola SLR5500 MOTOTRBO 50W | piece | 1 | 0 | 0
|  | Stationary walkie-talkie | piece | 1 |  | 0
|  | Motorola DM4601E VHF | piece | 24 |  | 0
|  | MOTOROLA DP4400E VHF | piece | 48 |  | 0
|  | repeater Motorola SLR5500 VHF or HYTERA HR1065 VHF 136-174 MHz | piece | 3 |  | 0
|  | telescopic mast for antenna | piece | 16 |  | 0
|  | The antenna is stationary | piece | 16 |  | 0
|  | Feeder (cable) | km | 0.48 |  | 0
|  | radio station Motorola Mototrbo DM 1400 VHF НP or Hytera MD 785i VHF | piece | 12 |  | 0
|  | car antenna | piece | 12 |  | 0
|  | Motorola Mototrbo DP2400e VHF or Hytera BP515 VHF radio | piece | 32 |  | 0
| Means of voice radio communication Result |  |  | 7305.48 | 0 | 156
| Means of cellular communication | 2G 3G 4G Router GENEKO GWRI-462-5 | piece | 10 |  | 10
|  | Mobile phone Xiaomi Redmi 9A 2/32GB or similar | piece | 6 |  | 0
|  | 2G/3G/4G ROUTER | piece | 2 |  | 0
|  | smartphones | piece | 50 |  | 0
|  | Satellite phones | piece | 66 |  | 0
|  | Telephone set OpenStage 40 (Audiocodes 450HD ) | piece | 30 |  | 0
|  | The smartphone is protected by Samsung Galaxy Xcover 7 or similar | piece | 46 |  | 0
|  | the smartphone is protected by 4/64 Gb | piece | 16 |  | 0
|  | The smartphone is protected by 4/64Gb | piece | 205 |  | 0
|  | The smartphone is protected | piece | 35 |  | 0
|  | The smartphone is protected | piece | 28 |  | 0
|  | the smartphone is protected by SIGMA 4/64 gb | piece | 16 |  | 0
|  | Satellite phone | piece | 6 |  | 0
|  | Protected smartphone 4/64Gb / Smartphone protected 4/64Gb | piece | 27 |  | 0
|  | Starlink satellite equipment | piece | 5 |  | 0
| Means of cellular communication Result |  |  | 548 |  | 10
| Means of satellite communication | Starlink | piece | 5 |  | 0
|  | Starlink Internet Satellite Dish Kit V2 | piece | 11 |  | 0
|  | Starlink ethernet adapter | piece | 34 |  | 0
|  | Satellite Internet set | piece | 68 |  | 0
|  | Satellite Internet kits (StarLink) | piece | 95 |  | 0
|  | SpaceX (Starlink) or other satellite Internet connection equipment | piece | 21 |  | 0
|  | StarLink satellite internet station | piece | 42 |  | 0
|  | STARLINK satellite communication terminal | piece | 5 |  | 0
|  | StarLink network access equipment or similar | piece | 1 |  | 0
|  | Means of satellite communication | piece | 8 |  | 0
|  | The smartphone is protected by 4/64Gb | piece | 31 |  | 0
|  | Starlink equipment set | piece | 3 |  | 0
|  | Starlink satellite system STARLINK Satellite Dish Kit v2 | piece | 5 |  | 0
|  | Starlink telecommunications satellite equipment | piece | 6 |  | 0
| Means of satellite communication Result |  |  | 335 |  | 0
| Means of telecommunication and telemechanics | MOXA US 5101 controller | piece | 5 |  | 0
|  | Phone Panasonic KX-TS2350 UA | piece | 1 |  | 0
|  | communication module for SIEMENS Fusaver | piece | 8 |  | 0
|  | Control cabinet for SIEMENS Fusaver 3AD8422 | piece | 10 |  | 0
|  | Chest video recording camera | piece | 56 |  | 0
|  | Stationary radio station | piece | 35 |  | 0
|  | stationary radio station Motorola Mototrbo DM 1400 VHF НP or Hytera MD 785i VHF | piece | 13 |  | 0
|  | GSM pressure sensor | piece | 2 |  | 0
|  | Underground mining and rescue communication | piece | 40 |  | 0
|  | Internet LAN router MikroTik CCR2216-1G-12XS-2XQ | piece | 2 |  | 0
|  | Switch Cisco Catalyst WS-C2960X-24TS-L managed stack device with built-in access protection functionality. | piece | 6 |  | 0
|  | KTM-ShRP "Skydom" telemetry kit, which includes a solar kit, or an analogue | piece | 100 |  | 0
| Means of telecommunication and telemechanics Summary |  |  | 278 |  | 0
| Other means of communication | IP phone Grandstream GRP2616 | piece | 18 |  | 18
|  | Address-analog control panel TELEFIRE Fire & Gas Detectors ADR-3000 | piece | 3 |  | 0
|  | High-frequency jammer | piece | 2 |  | 0
|  | Line card for two loops TELEFIRE Fire & Gas Detectors ADR-3002C | piece | 3 |  | 0
|  | TCP/IP communication module TELEFIRE Fire & Gas Detectors NET-3000 | piece | 4 |  | 0
|  | TELEFIRE Fire & Gas Detectors LON-3000 network communication module | piece | 4 |  | 0
|  | Phoenix Contact VL PPC 3000 operator panel | piece | 5 |  | 5
|  | Control board ABB Drive Control BAE-14 1HC0026292R0202 Rev. AH | piece | 10 |  | 0
|  | Control board ABB Drive Control VAS-14 1HC0026292R0102 Rev. AH | piece | 10 |  | 0
|  | Mobile cellular signal repeater with external panel antenna and internal signal antenna | piece | 50 |  | 0
|  | Nortel M3904 multi line phone | piece | 10 |  | 0
|  | Optical connecting cord (patch cord) | piece | 1 |  | 0
|  | Telephone device | piece | 60 |  | 0
|  | Telephone device | piece | 220 |  | 0
|  | Industrial telephone Tesla INDUSTEL 4FP 153 36 or similar | piece | 30 |  | 0
|  | Amplifiers of mobile communication | piece | 5 |  | 0
|  | Megaphone (Loudspeaker) | piece | 288 |  | 0
|  | Chest video recording camera | piece | 44 |  | 0
|  | The smartphone is protected by 4/64Gb | piece | 34 |  | 0
|  | Smartphone | piece | 9 |  | 0
|  | Portable radio stations | piece | 27 |  | 0
|  | Stationary Radio Stations | piece | 24 |  | 0
|  | Car radio stations | piece | 27 |  | 0
|  | IP phone | piece | 10 |  | 0
| Other means of communication Total |  |  | 898 |  | 23
| Communication capacitors | Communication capacitor 110 kV | piece | 2 |  | 0
|  | Communication capacitor 110 kV | piece | 6 |  | 0
|  | Communication capacitor SMP-166√3-0.014 330 kV | piece | 2 |  | 0
|  | Communication capacitor SMP-110/√3-0.0064 | piece | 6 |  | 9
|  | Communication capacitor SMP-166/√3-0.014 | piece | 3 |  | 6
| Communication capacitors Total |  |  | 19 |  | 15
| Telemechanics controllers | Built-in computer MOXA UC-5112-LX | piece | 1 |  | 0
|  | Controller UNITRONICS V350-35-TU24 | piece | 1 |  | 0
| Telemechanics controllers Total |  |  | 2 |  | 0
| SPC modules | Module of SPCH CONVERTEAM CARTE PIB 310AT | piece | 2 |  | 0
|  | The SPCH module CONVERTEAM MODULE PIB 100E UT SANS INTERFACE OPTIQUE | piece | 2 |  | 0
|  | SPC module CONVERTEAM MODULE PIB 100G UT AVEC INTERFACE OPTIQUE | piece | 2 |  | 0
|  | Module SPCH CONVERTEAM MODULE PIB 101C ENTREES ANALOGIQUES AVEC TRAITEMENT | piece | 2 |  | 0
|  | Module SPCH CONVERTEAM MODULE SCA 602A: MEASURE COURANT | piece | 2 |  | 0
|  | The SCN CONVERTEAM MODULE SCN 666 module | piece | 2 |  | 0
|  | The CONVERTEAM MODULE TIB PIB 504 SPC module | piece | 2 |  | 0
|  | SPC module CONVERTEAM VME CPU CARTE Pentium-M @ 1.6GHz, 1 GB DRAM, REF: VP 325/022-23U VME a 3 Rangees REF:VP 325/022-23T | piece | 2 |  | 0
|  | PHOENIX CONTACT ALIMENTATION TYPE: QUINT-PS-100-240AC/24VDC/5 REF: 29 38 58 1 | piece | 2 |  | 0
|  | PHOENIX CONTACTM ALIMENTATION TYPE: MINI-PS-100-45/65Hz 240VAC/24VDC/1A REF: 2938840 | piece | 2 |  | 0
|  | Telemecanique XMLR010G0T25 SPC module | piece | 2 |  | 0
|  | SPCH module TRACO POWER ALIMENTATION REGULEE AC/DC 85/264V 47/63 Hz 24V 1.1A REF: TXL 025-24S | piece | 2 |  | 0
|  | SPCH module TRACO POWER ALIMENTATION REGULEE AC/DC 85/264V 47/63 Hz 24V 3A REF: TXL 070-24S | piece | 2 |  | 0
| Modules of HRC Total |  |  | 26 |  | 0
| Equipment for fiber-optic communication lines | Sleeves for welding optical cable | piece | 1020 |  | 0
| Equipment for fiber-optic communication lines Result |  |  | 1020 |  | 0
| Frequency converters | Frequency converter | piece | 7 |  | 0
|  | Autosynchronizer microprocessor AS-M3 | piece | 1 |  | 0
| Frequency converters Total |  |  | 8 |  | 0
| Software for radio communication | 1 Year Fortinet Licenses for 6 products (Fortigate FG600E, FortiWeb-600E, FortiAnalyzer FAZ-800F FortiCare, FortiAnalyzer FAZ-800F Subscription, FortiMail FML-400F, Fortisanbox FSA-1000F) | piece | 6 |  | 0
|  | License AES-256 PTP670 broadband channel encryption | piece | 18 |  | 0
|  | AES-256 SMARTPTT PLUS AES-256 ENCRYPTION encryption support license | piece | 1 |  | 0
| Software for radio communication Total |  |  | 25 |  | 0
| Signal converters | Pressure transducers for automation systems | piece | 40 |  | 0
|  | Processors and converters for mass flow meters | piece | 7 |  | 0
|  | Interface converters | piece | 3 |  | 0
|  | Transducers are electromagnetic | piece | 3 |  | 0
|  | Absolute pressure, differential pressure and multi-parameter converters | piece | 18 |  | 0
|  | Intelligent converters | piece | 47 |  | 0
|  | Converters | piece | 64 |  | 0
| Signal converters Total |  |  | 182 |  | 0
Means of telecommunication and telemechanics Summary |  |  |  | 10646.48 | 0 | 204
Insulators | Insulators | IOS-110-600 | piece | 20 |  | 0
|  | Insulator IOR 10/7.5 | piece | 100 |  | 0
|  | Insulator IOR-10-7.5 | piece | 200 |  | 0
|  | Insulator IOS 100/400 | piece | 40 |  | 0
|  | Insulator IOS 35/500 | piece | 40 |  | 0
|  | ISOLATOR IOS-110/600M | piece | 20 |  | 0
|  | ISOLATOR IOS-110-400 II-M UHL1 | piece | 143 |  | 0
|  | ISOLATOR IOS-35/500 | piece | 180 |  | 0
|  | ISOLATOR IOS-35/500-01-1 UHL1 | piece | 190 |  | 0
|  | Insulator IOSK-110-1000 UHL1 | piece | 300 |  | 0
|  | Insulator IOSK-110-600 UHL1 | piece | 300 |  | 0
|  | Insulator IOSK-35-400 UHL1 | piece | 400 |  | 0
|  | Insulator IOSK-35-600 UHL1 | piece | 400 |  | 0
|  | Insulator IPU-10-7.5 | piece | 100 |  | 0
|  | IO insulator -10/3.75 | piece | 3060 |  | 0
|  | Insulator IO 10-3.75 | piece | 200 |  | 0
|  | INSULATOR IOR-7.5 UHL2 | piece | 100 |  | 0
|  | Insulator IPU-10/630 A | piece | 1100 |  | 0
|  | INSULATOR IPU-10\630-7.5 UHL1 | piece | 1200 |  | 0
|  | Insulator IPU-10-1600 UHL1 | piece | 12 |  | 0
|  | ISOLATOR KO-110/1250M | piece | 20 |  | 0
|  | ISOLATOR LK 70/110-VII | piece | 100 |  | 0
|  | INSULATOR LK 70/35-VII | piece | 100 |  | 0
|  | Insulator LKTS 120/150-2 | piece | 149 |  | 0
|  | Insulator LKTS 120/150-3 | piece | 100 |  | 0
|  | Insulator LKC 160/150-2 | piece | 3 |  | 0
|  | Insulator LKTS 300/330-3 | piece | 100 |  | 0
|  | Insulator LKTS 70/150-3 | piece | 100 |  | 0
|  | Insulator LKC 70/35-2 | piece | 332 |  | 24
|  | Insulator LKC 70-150-2 | piece | 90 |  | 0
|  | support insulator IO-10 | piece | 1000 |  | 0
|  | support insulator IO-110 | piece | 100 |  | 0
|  | support insulator IO-35 | piece | 100 |  | 0
|  | SUPPORT INSULATOR IO-10/3.75 | piece | 4260 |  | 0
|  | Support insulator IO-10-3.75 UZ | piece | 3 |  | 0
|  | Support insulator OSK-35 | piece | 136 |  | 30
|  | Support insulator S8-1050-I-M UHL1 | piece | 100 |  | 0
|  | The insulator is polymer | piece | 77 |  | 0
|  | Pass-through insulator IPU-10/630 | piece | 60 |  | 0
|  | Pass-through insulator IP-10\630 UHL2 | piece | 15 |  | 0
|  | Pass-through insulator IPU-10/630-7,5-1 UHL1 | piece | 154 |  | 0
|  | Insulator PS-120 | piece | 223 |  | 0
|  | Insulator PS-70 | piece | 1151 |  | 0
|  | ISOLATOR PS-70E | piece | 10000 |  | 0
|  | Insulator TF-10 | piece | 5000 |  | 0
|  | Insulator TF-20 | piece | 5000 |  | 0
|  | Insulator TF-20 with caps | piece | 6000 |  | 0
|  | ISOLATOR TF-20 UHL1 | piece | 7584 |  | 0
|  | insulator ShF-20 | piece | 16563 |  | 0
|  | Insulator SHF-20 (SHS) | piece | 5472 |  | 0
|  | ShF-20 insulator with caps | piece | 6952 |  | 0
|  | INSULATOR SHF-20 UHL1 | piece | 5000 |  | 0
|  | Insulator ShF-20G | piece | 1500 |  | 0
|  | Insulators are polymer | piece | 60 |  | 0
|  | Pass-through insulators with RIP insulation 150kV 2000A | piece | 4 |  | 0
|  | Insulators PS-70E | piece | 5000 |  | 0
|  | Insulating T-adapter RICS-5133 (50-150) | piece | 41 |  | 0
|  | KO-110-1250 | piece | 20 |  | 0
|  | ONS-110-2000 | piece | 20 |  | 0
|  | Polymer insulation 110 kV type LC 70-110-5C | piece | 22 |  | 0
|  | Porcelain insulator I4-60 I UHL2 (or similar) | piece | 48 |  | 0
|  | Porcelain insulator I4-80 II UHL2 (or similar) | piece | 30 |  | 0
|  | INSULATOR SHF-20 | piece | 202 |  | 102
|  | Insulators | piece | 50 |  | 50
|  | insulators and linear fittings (017) | piece | 5 | 0 | 0
|  | Insulator support rod IOS-400 | piece | 200 |  | 0
|  | Insulator support rod IOS-600 | piece | 200 |  | 0
|  | Support insulator IO-10 | piece | 334 | 0 | 50
|  | Pass-through insulator IPU-10 | piece | 83 | 0 | 40
|  | ShF 20 insulators | piece | 2188 |  | 0
|  | Insulator TF-20 0.4 kV | piece | 3000 |  | 500
|  | PS-70 | piece | 921 |  | 0
|  | ISOLATOR IOS-110/600 | piece | 120 |  | 0
|  | Porcelain insulator TKN 9A | piece | 22 |  | 0
|  | Insulators polymer LKTS-120/150-7 | piece | 90 |  | 0
|  | Insulator polymer LKTS-70/35 | piece | 1760 |  | 0
|  | Supporting insulators ONSH-35-2000 | piece | 96 |  | 48
|  | Bus insulators IP-35/10000-42.5 UHL1 | piece | 12 |  | 6
|  | ShF-20G1 insulator | piece | 359 |  | 0
|  | Insulators 10 kV (PSI15CC) | piece | 114 |  | 0
|  | Insulator IOS-110-400 IOS-110-400 M | piece | 48 | 0 | 0
|  | Insulator PS-70 | piece | 52 |  | 0
|  | Insulator LKTS 70-110-5 (GP) UHL1 | piece | 1000 |  | 0
|  | Insulator LKTS 70-35-5 (GP) UHL1 | piece | 1000 |  | 0
|  | Insulator type OSK 6-10/80-2 UHL1 | piece | 100 |  | 0
|  | Insulator type IPT-1/250A | piece | 200 |  | 0
|  | support rod insulator 35 kV | piece | 117 | 0 | 0
|  | support rod insulator 110 kV | piece | 51 | 0 | 0
|  | support rod insulator 150 kV | piece | 30 | 0 | 0
|  | pin polymer insulator 20 kV | piece | 1000 | 0 | 0
|  | Insulator PPC-10/630-8 UHL1 | piece | 90 |  | 0
|  | Insulator OSK 6-10/80-2 UHL1 basic performance | piece | 160 |  | 0
|  | Insulator OSK 6-10/80-2 UHL1 execution 01 | piece | 140 |  | 0
|  | Pin support insulators | piece | 885 |  | 0
|  | 35kV support insulator | piece | 94 |  | 0
| Insulators Total |  |  | 105617 | 0 | 850
| Suspended insulators | Insulator PS-70E | piece | 745 |  | 0
|  | Insulator PSD-70E | piece | 450 |  | 0
|  | Suspension insulator PS-70E | piece | 852 |  | 0
|  | Insulator PS 70E | piece | 63 |  | 0
|  | Insulator PS-120 | piece | 1753 |  | 0
|  | Insulator PS-120B | piece | 77 |  | 0
|  | Insulator PS-70 | piece | 24892 |  | 0
|  | Insulator PS-70 E | piece | 62 |  | 260
|  | ISOLATOR PS-70E | piece | 4078 |  | 0
|  | Insulator PSD 70E | piece | 100 |  | 0
|  | Insulator PSD-70 | piece | 500 |  | 0
|  | Insulators PS-70 | piece | 6222 |  | 0
|  | Suspension insulator PS-70E | piece | 156 |  | 0
|  | Suspended insulator LKTS-70-35-2 | piece | 50 |  | 0
|  | Suspended insulator LKTS-70-110-2 | piece | 50 |  | 0
|  | Linear suspended polymer insulators | piece | 50 | 0 | 0
|  | The insulator is suspended for 35 kV | piece | 796 |  | 0
|  | PSD-70E | piece | 104 |  | 0
|  | Porcelain insulators 35 kV | piece | 48 |  | 0
|  | Suspended insulators 10-35 kV | piece | 100 |  | 0
| Suspended insulators Total |  |  | 41148 | 0 | 260
Insulators Total |  |  |  | 146765 | 0 | 1110
Tools and inventory | Machine tools | LC850 Z80V BRIGHT, or similar | piece | 1 |  | 0
|  | Tire mounting machine 1887 IT Racing | piece | 1 |  | 0
|  | Professional drilling machine | piece | 2 |  | 0
|  | Lathe-screw machine | piece | 1 |  | 0
|  | A machine for sharpening chainsaw chains | piece | 5 |  | 0
|  | Bernardo Master 400 Lathe | piece | 1 |  | 0
|  | Jet GH-1840 ZX lathe and screw-cutting machine | piece | 1 |  | 0
|  | REMS "Magnum 2010 LT" threading machine. | piece | 1 |  | 0
|  | Radial drilling machine Z3050X16 | piece | 1 |  | 0
|  | Lathe machine | piece | 1 | 0 | 0
|  | Drilling machine on an electromagnetic basis | piece | 1 |  | 0
| Machines Total |  |  | 16 | 0 | 0
| Tools for metal welding | Machine for welding p/e pipes | piece | 1 |  | 0
|  | Autonomous welding unit DGW 310 MS/RS - 1 station | piece | 420 |  | 7
|  | apparatus for butt welding of polyethylene pipes GEORG FISCHER GF 500 | piece | 1 |  | 0
|  | device for butt welding of polyethylene pipes GEORG FISCHER TM 315 TOR | piece | 3 |  | 0
|  | IGBT welding machine Dnipro-M M-18D | piece | 20 |  | 0
|  | Welding machine for polyethylene (thermoresistive) | piece | 4 |  | 0
|  | Inverter welding machine (180 ÷ 210 A) | piece | 14 |  | 0
|  | Butt welding device for polyethylene | piece | 4 |  | 0
|  | Welding unit | piece | 1 |  | 0
|  | SAK type welding unit with two welding posts | piece | 1 |  | 0
|  | Welding machine VDY-200E DC MMA(UA) case//PATON | piece | 8 |  | 0
|  | Welding machine | piece | 200 |  | 0
|  | Welding inverter 350 A | piece | 28 |  | 0
|  | welding machines | piece | 20 |  | 0
|  | welding machines MAGIC WELD 200 (MOSA) | piece | 18 |  | 0
|  | welding machines NEW MAGIC WELD (MOSA) | piece | 24 |  | 0
|  | Welding machines for butt welding of polyethylene pipes of the Kamitech type | piece | 164 |  | 7
|  | Welding machines for butt welding of polyethylene pipes of the Kamitech KmT 400 A type | piece | 3 |  | 0
|  | Welding machines for thermistor welding of polyethylene pipes type Kamitech KmT 2k5 S in a set | piece | 3 |  | 0
|  | Welding machines for thermistor welding of polyethylene pipes of the Kamitech type in a set | piece | 174 |  | 7
|  | 200A inverter type welding machines | piece | 872 |  | 17
|  | Welding machines of inverter type 250A | piece | 12 |  | 0
|  | Welding machines of inverter type 400A | piece | 414 |  | 8
|  | Inverter welding TransPocket 180/Set/EF | piece | 4 |  | 0
|  | Inverter welding machine CAT DZ161,MMA/TIG 160A 230V 1 phase CAT Inverter Welder DZ161,MMA/TIG 160A 230V 1 Phase 195362 | piece | 1 |  | 0
|  | Inverter welding machine TransPocket 180 Set | piece | 4 |  | 0
|  | INVERTER WELDING MACHINE FOR 220 Amps | piece | 2 |  | 0
|  | Semi-automatic welding device Tesla Weld MIG/MAG/MMA 280V | piece | 1 |  | 0
|  | Autonomous welding unit | piece | 1 |  | 0
|  | Autonomous welding unit DGW400 DMK - 2nd station | piece | 15 |  | 5
|  | Welding machine PATON™ ECO-250-S + case, or similar | piece | 15 |  | 5
|  | Welding machine PATON™ PRO-350-400V, or similar | piece | 5 |  | 0
|  | Fujikura 62S automatic welding machine | piece | 1 |  | 0
|  | Welding machine | piece | 1 |  | 0
|  | Electrical measuring instrument | piece | 30 | 0 | 0
|  | Two-station diesel welding unit on a chassis | piece | 2 |  | 0
|  | ESAB CADDY ARC 151 inverter welding machine | piece | 1 |  | 0
|  | Welding inverter | piece | 1 |  | 0
|  | Denyo DSW-480 ESW EVO III diesel two-station welding unit on a frame or similar | piece | 8 |  | 0
|  | PATON™ StandardMIG-270-400V semi-automatic welding machine | piece | 2 |  | 0
|  | Welding electrode Philips, KV4, 4x350 | pack | 10 |  | 0
|  | Automatic welding machine Fujikura 62S | piece | 1 |  | 0
|  | A mobile welding unit with a wheel trailer | piece | 5 |  | 0
|  | Autonomous welding unit DGW 310 mС/RS - single-station | piece | 1 |  | 0
|  | Autonomous welding unit DGW 400DMK - D4CSV - two-station | piece | 1 |  | 0
|  | Welding machines for thermistor welding of polyethylene pipes of the Kamitech type set | piece | 8 |  | 0
|  | Inverter welding machine MMA PROGYS 220E FV CEL | piece | 9 |  | 0
|  | Inverter welding machine TIG TITANIUM 230 AC/DC FV | piece | 10 |  | 0
|  | KRONOS 400T W semi-automatic welding machine | piece | 9 |  | 0
|  | Inventory welding machine | piece | 6 |  | 0
|  | Welding inverter | piece | 2 |  | 0
|  | Ballast rheostat RB-302 | piece | 11 |  | 0
| Means for metal welding Total |  |  | 2576 | 0 | 56
| Hydraulic tools | Hydraulic stand for the drum | piece | 1 |  | 0
|  | Hydraulic trolley "OTTOMAIER OM 25" | piece | 2 |  | 0
|  | Hydraulic stacker "OTTOMAIER OM RS 1530" | piece | 2 |  | 0
|  | Drilling set with crown cutters for cutting MOD 30/255 stop systems SS1/2 - SS2/3 DN 2”-6” 12 Bar in a metal box | piece | 6 |  | 0
|  | Hydraulic saw LS 16 Cut-OFF Saw | piece | 1 |  | 0
|  | Mobile hydraulic oil station Atlas Copco GP18 125 Bar with gasoline engine | piece | 1 |  | 0
|  | Drilling set with crown cutters for cutting MOD 30/255 stop systems SS1/2 - SS2/3 DN 2”-6” 12 Bar in a metal box | piece | 1 |  | 0
|  | Hydraulic press shears | piece | 2 |  | 0
|  | Hydraulic hammer Atlas Copco LH11 BSP Hex 22x82.5, pressure 100 bar, shank 22x82.5 mm, 2300 rpm | piece | 2 |  | 0
|  | Hydraulic hammer Atlas Copco LH190E BSP H 25x108, pressure 100 bar, shank 25x108 mm, 1300-1400 rpm | piece | 2 |  | 0
|  | Hydraulic hammer Atlas Copco LH280E BSP H32x160, pressure 100 bar, shank 32x160 mm, 1350-1750 rpm | piece | 2 |  | 0
|  | Hydraulic oil station (Super aspid B (DOA) included: high-pressure hose with a set of closed quick-release connections, L=7000mm prepared (4pcs) or similar) | piece | 59 |  | 0
|  | Hydraulic slurry pump (SP35 DOA (Italy)-1pc, included: heat-resistant flat pressure hose D=76mm or similar) | piece | 67 |  | 0
|  | Fan with a hydraulic drive with the function of an aspirator ((DOA) AV28H-1pc, in the set: guide for the air hose-1pc, terminal for transporting the air hose -1pc, air hose D=200mm, L=8m -1pc, or similar) | piece | 39 |  | 0
|  | Hydraulic clamp for PE pipes | piece | 160 |  | 0
|  | Hydraulic PE pipe clamp / Clamps for clamping polyethylene pipes with a diameter of 90-250 mm | piece | 46 |  | 0
|  | Hydraulic drill (CD10 (Stanley) or similar) | piece | 116 |  | 0
|  | Manual hydraulic screwdriver | piece | 170 |  | 0
|  | Hydraulic drill (CD10 Stanley or similar) | piece | 21 |  | 0
|  | Hydraulic oil station (Super aspid B(DOA) included: high-pressure hose with a set of closed quick-release connections, L= 7000 mm. prepared (4 pcs.) or similar) | piece | 16 |  | 0
|  | Fan with a hydraulic drive with the function of an aspirator ((DOA) AV28H-1pc, in the set: guide for the air hose-1pc, terminal for transporting the air hose -1pc, air hose D=200mm, L=8m -1pc, or similar) | piece | 20 |  | 0
|  | Fan with a hydraulic drive with the function of an aspirator ((DOA) AV28H-1 pc., in the set: guide for the air hose 1 pc., terminal for transporting the air hose-1 pc., air hose-1 pc., air hose D=200 mm, L = 8 m-1 piece, or analogue) | piece | 16 |  | 0
|  | Hydraulic oil station (Super aspid B (DOA) included: high pressure hose with a set of closed | piece | 8 |  | 0
|  | Hydraulic drill (CD10 (Stanley) or similar | piece | 16 |  | 0
|  | Hydraulic jackhammer KV19(DOA) | piece | 16 |  | 0
|  | Hydraulic drill AK46S(DOA) | piece | 16 |  | 0
|  | Hydraulic drilling rig (Vektor(DOA) | piece | 16 |  | 0
|  | ventilator with a hydraulic drive with the function of an aspirator ((DOA) AV28H-1pc, in the set: guide for the air hose-1pc, terminal for transporting the air hose -1pc, air hose D=200mm, L=8m -1pc, or similar) | piece | 8 |  | 0
|  | Hydraulic oil station GPV13 (Stanley), including a high-pressure hose Ø 1\2" L=10m | piece | 8 |  | 0
|  | Hydraulic drill | piece | 17 |  | 0
|  | Hydraulic PE pipe clamp | piece | 54 |  | 0
|  | Hydraulic drill (CD10 (Stanley) or equivalent) | piece | 10 |  | 0
|  | Hydraulic hand nut splitter | piece | 10 |  | 0
|  | Hydraulic pumping station HNS-08МН2Е5 complete with a hydraulic press of the PNG-50 type | piece | 4 |  | 0
| Hydraulic tools Total |  |  | 935 |  | 0
| Electric tools | Chainsaw ECHO CS-490ES | piece | 2 |  | 0
|  | Electric drill Flex PD2G 1464 | piece | 2 |  | 0
|  | Autonomous diesel car heater 12-24 V / 55W / 5000W / 47x22.5x51 / KW 2.0 Assembled (B-0222-EL2) | piece | 6 |  | 0
|  | Autonomous diesel heater | piece | 8 |  | 0
|  | Cordless angle grinder Bosch Professional GWS 180-LI in a suitcase with 2 GBA 18V 4.0Ah batteries and GAL 18V-40 charger | piece | 32 |  | 15
|  | Cordless circular saw Bosch Professional GKS 18V-68 GC in L-Boxx 238 with 2 GBA 18V 5 Ah batteries, with GAL 1880 CV, Expert for Wood 190 mm disc | piece | 6 |  | 2
|  | Cordless brushless drill Bosch Professional GBH 180-Li in a suitcase, 1 GBA 18V 4.0Ah battery, GAL 18V-40 charger and toothed chuck | piece | 17 |  | 5
|  | Cordless chainsaw STIHL НТ86 complete with backpack battery AR2000 and charger. | piece | 3 |  | 0
|  | Benzoyl Stihl | piece | 10 |  | 0
|  | Chainsaw | piece | 60 |  | 0
|  | Chainsaw Husqvarna 440 II | piece | 50 |  | 0
|  | Chainsaw MS 180 C-BE | piece | 29 |  | 0
|  | Chainsaw MS 361 | piece | 30 |  | 0
|  | STIHL MS 230 chainsaw | piece | 22 |  | 4
|  | STIHL MS 231 chainsaw | piece | 50 |  | 0
|  | STIHL MS 271 chainsaw | piece | 10 |  | 4
|  | STIHL MS 361 chainsaw | piece | 100 |  | 0
|  | Chainsaws | piece | 14 |  | 0
|  | Petrol cutters | piece | 14 |  | 0
|  | Battery grinder (ø 180 ÷ 230 mm) | piece | 10 |  | 0
|  | Bulgars (ø 180 ÷ 230 mm) | piece | 20 |  | 0
|  | Heavy duty jackhammer, BRV20 Stanley, included | piece | 168 |  | 5
|  | Makita HM 1307C jackhammer | piece | 3 |  | 0
|  | Screwdriver | piece | 200 |  | 0
|  | Circular saw COV10 Stanley, with a disc for concrete | piece | 176 |  | 7
|  | Drill electric CAT SDS HAMMER 218507 | piece | 1 |  | 0
|  | Electric drill Flex PD2G 1464 | piece | 1 |  | 0
|  | Electric drill Metabo KHE2660 218813 | piece | 1 |  | 0
|  | Impact drill Bosch GSB 162-2 RE Professional | piece | 1 |  | 0
|  | Angle grinder | piece | 200 |  | 0
|  | Angle grinder Makita DGA511Z | piece | 2 |  | 0
|  | Hikoki 199562 angle grinder | piece | 1 |  | 0
|  | Angle grinder Metabo 195361 | piece | 5 |  | 0
|  | Metabo Allee 1 D-72622 9309 Angle Grinder | piece | 1 |  | 0
|  | Angle grinder with a disc diameter of 230 mm | piece | 36 |  | 0
|  | angle grinder Dnipro-M GS-120S | piece | 2 |  | 0
|  | Angle grinder 1.2 kW | piece | 50 |  | 1
|  | Angle grinder 1.4 kW | piece | 4 |  | 0
|  | Angle grinder 1.5 kW | piece | 1931 |  | 46
|  | Angle grinder 2.5 kW | piece | 1234 |  | 28
|  | Stihl brushcutters | piece | 7 |  | 0
|  | Lightweight jackhammer, CHV08 Stanley, included | piece | 170 |  | 7
|  | Cordless angle grinder | piece | 6 |  | 0
|  | FS 350 chainsaw | piece | 12 |  | 3
|  | FS 410 chainsaw | piece | 10 |  | 3
|  | STIHL SS 350 chainsaw | piece | 5 |  | 0
|  | Heaters | piece | 80 |  | 0
|  | Battery soldering iron ZD-20G 8W, 380-450℃ and stand | piece | 10 |  | 0
|  | Perforator | piece | 100 |  | 0
|  | Battery puncher | piece | 10 |  | 0
|  | Makita DHR243Z cordless drill | piece | 2 |  | 0
|  | Perforators 2.2 kW | piece | 828 |  | 19
|  | Seam cutter | piece | 1 |  | 0
|  | Impact wrench IW12 (Stanley) | piece | 205 |  | 5
|  | Ultrasonic flaw detector for checking welds | piece | 9 |  | 0
|  | Installation of diamond drilling in a set of 50-250 mm | piece | 102 |  | 4
|  | Cordless screwdriver | piece | 23 |  | 20
|  | Kit for pipes plasma cutting // A set of equipment for plasma cutting of pipes | piece | 16 |  | 0
|  | Two-chain external skid DEOVALIZER DN500 | piece | 23 |  | 0
|  | Two-chain external skid DEOVALIZER DN1000 | piece | 25 |  | 0
|  | Punch, walkie-talkies, lanterns | piece | 20 |  | 0
|  | Voltmeter. Ammeter. Measuring transformers | piece | 26 |  | 0
|  | Angle grinder, outer diameter 125 mm | piece | 2 |  | 0
|  | Angle grinder (battery-powered) | piece | 2 |  | 0
|  | Perforator (battery) | piece | 2 |  | 0
|  | Inductor for heating bearings | piece | 4 |  | 0
|  | Drill HILTI Diamond Drilling Machine DD 250-CA 230V BL | piece | 1 |  | 0
|  | HILTI Drill stand DD-HD 30-CA | piece | 1 |  | 0
|  | jackhammer | piece | 1 |  | 0
|  | screwdriver | piece | 1 |  | 0
|  | electric miter saw | piece | 1 |  | 0
|  | Megometer | piece | 5 |  | 0
|  | DeWalt DCK856P4 Cordless Tool Kit | piece | 1 |  | 0
|  | DeWalt DCK001M2T Cordless Screwdriver and Polisher Tool Set | piece | 3 |  | 0
|  | Cordless drill-screwdriver Dnipro-M CD-218Q | piece | 1 |  | 0
|  | Hair dryer industrial Dnipro-M GH-201N | piece | 1 |  | 0
|  | DeWalt grinder DCK001М2T cordless tool set | piece | 10 |  | 0
|  | Drill Bosch Professional GBH 2-26 DFR 0611254768 | piece | 8 | 0 | 0
|  | Drill Bosch Professional GBH 3-28 DFR 061124A000 | piece | 20 | 0 | 0
|  | Makita M4500 saber saw | piece | 5 | 0 | 0
|  | Electric drill | piece | 4 |  | 0
|  | Hydraulic drill (CD10 (Stanley) or similar) | piece | 10 |  | 0
|  | Concrete drill 16 mm L=1000 with adapter with external thread UNC 1 1 / 4 inch | piece | 28 |  | 0
|  | Cordless circular saw for metal MILWAUKEE V28 | piece | 16 |  | 0
|  | Winch 1.5-3.0 tons | piece | 5 |  | 0
|  | STIHL HT 131 chainsaw | piece | 8 |  | 0
|  | STIHL MS 230 chainsaw | piece | 8 |  | 0
|  | Angle grinder Makita GA5030 | piece | 5 |  | 2
|  | Plugging Machine, Equipment for cutting a section of pipelines under pressure DN1400 // Equipment for cutting a section of pipelines under pressure DN1400 | piece | 1 |  | 0
|  | BRV20 Stanley heavy duty jackhammer included | piece | 40 |  | 0
|  | CHV08 Stanley lightweight jackhammer included | piece | 40 |  | 0
|  | Perforator 2.2 kW | piece | 46 |  | 0
|  | Gasomat laser methane detection system (car-based) | piece | 1 |  | 0
|  | Electric soldering iron YATO 60 W (YT - 8272) or similar | piece | 4 |  | 0
|  | Cordless drill-screwdriver Metabo BS 18 (602207560) ++ 2 LI-Power batteries (18V 2x2Ah) + charger SC 30 + metaBOX145 or similar | piece | 36 |  | 0
|  | Cordless impact drill-screwdriver | piece | 30 |  | 0
|  | Pulse wrench Bosch GDS 30 Professional with a set of heads 24-41 mm | piece | 1 |  | 0
|  | Electric angle grinder circle f230 (bulgarian) or equivalent | piece | 2 |  | 0
|  | Electric angle grinder circle f180 (bulgarian) or equivalent | piece | 11 |  | 0
|  | Electric angle grinder circle f125 (bulgarian) or equivalent | piece | 17 |  | 0
|  | Electric chamfer with internal mounting for pipes D14-40mm with a set of cutters "Mongoose-Midy-Electro" in the basic configuration for replaceable crackers** or equivalent | piece | 1 |  | 0
|  | Impact drill GSB-13 RE or equivalent | piece | 6 |  | 0
|  | Low voltage tester | piece | 30 |  | 0
|  | Laser level Bosch GLL 2-10 Professional with a cover | piece | 1 |  | 0
| Electric tools Total |  |  | 6622 | 0 | 180
| Mechanical tools | ifixit Repair Business Toolkit | piece | 4 |  | 0
|  | Emergency kits "STOPKIT" | piece | 6 |  | 0
|  | Natural gas analyzer | piece | 20 |  | 0
|  | AR-22 hydraulic rebar cutter | piece | 10 |  | 0
|  | Chainsaw "STIHL MS 231" | piece | 40 |  | 10
|  | STIHL MS 230 chainsaw | piece | 5 |  | 5
|  | STIHL MS 250 chainsaw | piece | 2 |  | 0
|  | STIHL MS 361 chainsaw | piece | 5 |  | 5
|  | Concrete breaker BK-3 | piece | 6 |  | 0
|  | Gas burner with piezo ignition FLAME GUN-915 (or analogue) | piece | 40 |  | 0
|  | Wrench | piece | 25 |  | 0
|  | Hydraulic tool for cutting reinforcement | piece | 14 |  | 0
|  | Household waste hopper crane grab | piece | 1 |  | 0
|  | Grapple of the crane of the slag department | piece | 1 |  | 0
|  | Mounting clamp "frog" Ensto ST102.95 | piece | 14 |  | 0
|  | Cleaning device for removing the oxide layer of polyethylene pipes UDS 110-500 | piece | 4 |  | 1
|  | Cleaning device for removing the oxide layer of polyethylene pipes UDS 63-315 | piece | 4 |  | 1
|  | Isolation tool | piece | 20 |  | 0
|  | Tool for cutting the cable diam. up to 100 mm with a ratchet | piece | 6 |  | 0
|  | Gas cartridge for gas burner 44V152 Virok (or similar) | piece | 60 |  | 0
|  | Pincers | piece | 15 |  | 0
|  | Belt tensioning key ST42 | piece | 6 |  | 0
|  | Tubular key No. 1 | piece | 160 |  | 0
|  | Pipe wrench #2 | piece | 160 |  | 0
|  | Tubular key No. 3 | piece | 289 |  | 0
|  | Tubular key No. 4 | piece | 229 |  | 0
|  | Pipe wrench No. 5 | piece | 250 |  | 0
|  | Combined tool SPS 360 MK2 E-FORCE3 (WEBER-HYDRAULIK GMBH) | piece | 46 |  | 0
|  | Exothermic cutting complex | piece | 1 |  | 0
|  | Mechanical winch (lever 1.5-2t) | piece | 17 |  | 0
|  | Chameleon welder's mask Vitals Professional 2.0 Panoramic true color | piece | 5 |  | 0
|  | A set of tools | piece | 5 |  | 0
|  | A set of hexagonal heads, 6-36 mm | piece | 2459 |  | 56
|  | Ombra toolset | piece | 5 |  | 0
|  | set of combined keys (corner-capsular) 6-32 mm | piece | 2497 |  | 71
|  | A set of socket wrenches | piece | 20 |  | 0
|  | A set of horn keys | piece | 20 |  | 0
|  | A set of hand tools (wrenches, tridents, hammer, screwdrivers, etc.) (from 122 units in a set) | piece | 14 |  | 0
|  | A set of locksmith tools | piece | 20 |  | 0
|  | NabSet of hand tools NEO universal 56 pcs. 08-684 | piece | 9 |  | 2
|  | Ripping saw | piece | 20 |  | 0
|  | Hydraulic crimping for cable ends | piece | 10 |  | 0
|  | Acetylene G2S torch for gas welding | piece | 60 |  | 0
|  | Soldering iron KRAKOW 1500W | piece | 5 |  | 0
|  | Pressure transducers | piece | 40 |  | 0
|  | Press pliers hydraulic for crimping metal-plastic pipes | piece | 3 |  | 0
|  | Cutter Gas cutter P1 "Donmet" 142 | piece | 3 |  | 0
|  | Manual cable cutter | piece | 20 |  | 0
|  | Kraft Royal Universal Car Tool Kit 408 Items in Suitcase ¦ Case with tools or similar | piece | 2 |  | 0
|  | Centralizers for steel pipes with a diameter from 305 mm to 812 mm | piece | 23 |  | 0
|  | Set of isolated screwdrivers | piece | 4 |  | 0
|  | Dielectric pliers | piece | 4 |  | 0
|  | Dielectric side cutters | piece | 4 |  | 0
|  | Assembly knife | piece | 4 |  | 0
|  | A set of electric locksmith tools | piece | 10 |  | 0
|  | Remover for bearings | piece | 2 |  | 0
|  | Mower | piece | 5 |  | 5
|  | Chainsaw | piece | 3 |  | 3
|  | bayonet shovel | piece | 176 |  | 0
|  | Pneumatic screwdriver | piece | 1 |  | 0
|  | RIDGID manual pipe cutter | piece | 44 |  | 0
|  | Pliers Dnipro-M ULTRA 300 mm | piece | 44 |  | 0
|  | Set of dies for cutting threads MasterTool GM (Art.: 14-1403) 4 pcs. | piece | 6 |  | 0
|  | Alligator key plumbing XL KNIPEX 88 01 401 | piece | 4 |  | 0
|  | Tolsen threading tool set 1/4"-1.1/4" PROFESSIONAL | piece | 1 |  | 0
|  | Combination spanner set 12 pcs, 6-22 mm CrV INTERTOOL HT-1203 (or similar) Intertool HT-1200 6-32 mm CrV 25 pcs | piece | 5 |  | 0
|  | Pipe wrench No. 1 Standard KTR0100 | piece | 10 |  | 0
|  | Pipe wrench No. 2 Standard KTR0200 | piece | 10 |  | 0
|  | Pipe wrench No. 3 NIZ 70523 | piece | 10 |  | 0
|  | Metal brush Expert HB265S | piece | 15 |  | 0
|  | Chisel Montero DT-200Fl | piece | 10 |  | 0
|  | Hammer (Underprice) 1000 g UP-MH1000 | piece | 10 |  | 0
|  | Metal saw Stanley JUNIOR 0-15-218 | piece | 10 |  | 0
|  | NEU-101F ELECTRIC FITTER'S TOOL SET (22 ITEMS | piece | 5 |  | 10
|  | Crown drill Atlas Copco LCD500 100 bar | piece | 3 |  | 0
|  | A set of heads from 8 to 32 with a tri-brush and extensions | piece | 20 |  | 0
|  | Set of keys (4-38mm heads) | piece | 20 |  | 0
|  | Tool IT-1000-017-20 Raychem (for cross-linked polyethylene cables) | piece | 6 |  | 0
|  | Hydraulic clamp for PE pipes | piece | 42 |  | 0
|  | Hand clamp for PE pipes | piece | 37 |  | 0
|  | A set of end heads | piece | 162 |  | 5
|  | Manual PE pipe clamp / Clamps for clamping polyethylene pipes with a diameter of 32-90 mm | piece | 46 |  | 0
|  | Cable cutter mechanical manual HHD-95J | piece | 1 |  | 0
|  | Cable cutter mechanical manual HHD-40J | piece | 1 |  | 0
|  | Hook fomka | piece | 176 |  | 0
|  | A set of thread-cutting tools (benches 15-50 for cutting an external thread) | set | 11 |  | 0
|  |  | piece | 116 |  | 0
|  | Key for underground cranes | piece | 205 |  | 0
|  | An iron sledgehammer | piece | 73 |  | 0
|  | The sledgehammer is copper plated | piece | 169 |  | 0
|  | Metal saw | piece | 192 |  | 0
|  | Wood saw | piece | 176 |  | 0
|  | Ax | piece | 176 |  | 0
|  | Hooks for opening well covers and carpets | piece | 352 |  | 0
|  | Construction scrap 24 mm | piece | 130 |  | 0
|  | Pickaxe | piece | 176 |  | 0
|  | American shovel (scoop) | piece | 176 |  | 0
|  | Concrete drill 16 mm L=1000 with adapter with external thread UNC 1 1 / 4 inch | piece | 60 |  | 0
|  | Manual hydraulic screwdriver | piece | 10 |  | 0
|  | Spark tool set Auto-60M, (6-32, 24 units) copper-plated | piece | 16 |  | 0
|  | A set of thread-cutting tools | piece | 46 |  | 0
|  | Construction scrap | km | 0.046 |  | 0
|  |  | piece | 46 |  | 0
|  | Concrete drill 16 mm L=1000 | piece | 42 |  | 0
|  | A set of 6-36 mm two-sided socket wrenches | piece | 16 |  | 0
|  | A set of 6-36 mm double-sided angled keys | piece | 16 |  | 0
|  | A set of impact screwdrivers with a hexagon, 6 units. | piece | 16 |  | 0
|  | A set of interchangeable heads | piece | 16 |  | 0
|  | Adjustable wrenches | piece | 16 |  | 0
|  | Concrete drill bit 16mm L=1000mm with 11/4" UNC external thread adapter | piece | 32 |  | 0
|  | Crimping tool(ST)10(DOA) | piece | 16 |  | 0
|  | Chain saw ACH50(DOA) | piece | 16 |  | 0
|  | Earth drill (VO30(DOA) | piece | 16 |  | 0
|  | Saber saw RS80(DOA) | piece | 16 |  | 0
|  | SPS 370 MK2 E-FORCE3 Combination Tool | piece | 16 |  | 0
|  | 3-4 kW chainsaw | piece | 22 |  | 0
|  | Chainsaw with a capacity of 2-2.8 kW | piece | 100 |  | 0
|  | SET OF INSULATION SCREWDRIVERS. (RPN) | piece | 95 |  | 0
|  | KNIFE OF MONTERSKY IZOLIOV. (RPN) | piece | 128 |  | 0
|  | 200MM INSULATING FLAT Pliers | piece | 103 |  | 0
|  | INSULATED SCISSORS FOR CUTTING CABLE AND WIRE UP TO 13 MM (RPN) | piece | 115 |  | 0
|  | BATTERY CUTTER FOR WIRE (CUTTER) | piece | 9 |  | 0
|  | INSULATING FLAT Pliers (RPN) | piece | 19 |  | 0
|  | Rothenberger SUPER CUT BSPT R 1/2"-1 1/4" drill set 7_0781X | piece | 1 |  | 1
|  | Pipe wrench #4 and #3 | piece | 42 |  | 0
|  | Manual PE pipe clamp / Crimp for PE pipes is hydraulic | piece | 54 |  | 0
|  | Socket wrench set | piece | 27 |  | 0
|  | Pipe wrench No. 3 / Pipe wrench #3 | piece | 27 |  | 0
|  | Pipe wrench No. 4 / Pipe wrench No. 4 | piece | 27 |  | 0
|  | Pipe wrench No. 5 / Pipe wrench No. 5 | piece | 27 |  | 0
|  | Mechanical jack DIN7355 (rail) SJ100 (10.0 t) | piece | 2 |  | 0
|  | Tool set 3/4", 21 units, Cr-V STORM INTERTOOL ET-8321, or equivalent | set | 6 |  | 0
|  | Gasoline hedge trimmer, power 1-2 kW | piece | 10 |  | 0
|  | Gasoline trimmer, power 1-2 kW | piece | 10 |  | 0
| Mechanical tools Result |  |  | 10799.046 |  | 175
| Other tools and equipment | Chainsaw | piece | 2 |  | 0
|  | Stanley trolley for COV10 saws | piece | 1 |  | 0
|  | Food containers for steam ovens | piece | 15 |  | 0
|  | The ladder is 3.5 m | piece | 20 |  | 0
|  | Collapsible portable ladder LR 22.75 m | piece | 3 |  | 0
|  | Tubular key No. 1 | piece | 41 |  | 0
|  | Tubular key No. 3 | piece | 143 |  | 0
|  | Tubular key No. 4 | piece | 143 |  | 0
|  | Pipe wrench No. 5 | piece | 143 |  | 0
|  | Kit Makita 197626-8 4x 5 Ah battery BL1850 and charger DC18RD + Makpac | piece | 2 |  | 0
|  | A set of tools | piece | 8 |  | 0
|  | Thermite welding cartridge PAS-120 | piece | 50 |  | 0
|  | PAS-150 thermite welding cartridge | piece | 40 |  | 0
|  | Thermite welding cartridge PAS-185 | piece | 80 |  | 0
|  | PAS-70 thermite welding cartridge | piece | 80 |  | 0
|  | PAS-95 thermite welding cartridge | piece | 60 |  | 0
|  | Drum stand | piece | 1 |  | 0
|  | extension cord SV-2370 | piece | 1 |  | 0
|  | Extension cord on a coil of 25 m | piece | 10 |  | 10
|  | Sleeping bags | piece | 600 |  | 0
|  | Thermos | piece | 500 |  | 0
|  | Three-element folding ladder up to 6 m | piece | 553 |  | 1
|  | Automatic high pressure washer. | piece | 1 |  | 0
|  | Manual hoist with a carrying capacity of 6 tons | piece | 1 |  | 0
|  | Tower tower with a total height of 7.4 m | piece | 1 |  | 0
|  | Soldering station | piece | 1 |  | 0
|  | Machine for sharpening chains | piece | 1 |  | 0
|  | Cable tool | piece | 1 |  | 0
|  | Sling textile tape loop | piece | 18 |  | 0
|  | bayonet shovel | piece | 195 |  | 0
|  | scoop shovel | piece | 2 |  | 0
|  | scrap | piece | 1 |  | 0
|  | crust | piece | 18 |  | 0
|  | ladder, 2 m. | piece | 9 |  | 0
|  | Metal drill | piece | 100 | 0 | 0
|  | Pick chisel 22x82.5 mm | piece | 7 |  | 0
|  | Flat chisel 22x82.5 mm | piece | 7 |  | 0
|  | Wedge chisel 22x82.5 mm | piece | 4 |  | 0
|  | Rechargeable headlamp BL-A12-3-P90 | piece | 24 |  | 0
|  | Laser rangefinder Bosch GLM 50-27 CG + Li-Ion battery BA 3.7V 1.0Ah 0601072U01 | piece | 1 |  | 0
|  | Transformer ladder GTM KMP403A aluminum 4x3 3.5 m (39103) | piece | 5 |  | 0
|  | Tool box Stanley 23" 1-94-749 | piece | 10 |  | 0
|  | Wedge chisel 25x108 mm | piece | 3 |  | 0
|  | Wedge chisel 32x160 mm | piece | 3 |  | 0
|  | Pick chisel 25x108 mm | piece | 3 |  | 0
|  | Chisel flat 25x108 mm | piece | 3 |  | 0
|  | Pick chisel 32x160 mm | piece | 3 |  | 0
|  | Flat chisel 32x160 mm | piece | 3 |  | 0
|  | Drilling set 30/255 SS1/2-SS2/3 DN2"-6" 12 bar | piece | 1 |  | 0
|  | Passenger car tire 175/65R14 | piece | 8 |  | 4
|  | tool with insulated handles | piece | 20 |  | 0
|  | Hydraulic oil station (Super aspid B (DOA) included: high-pressure hose with a set of closed quick-release connections, L=7000mm prepared (4pcs) or similar) | piece | 30 |  | 0
|  | Hydraulic slurry pump (SP35 DOA (Italy)-1pc, included: heat-resistant flat pressure hose D=76mm or similar) | piece | 30 |  | 0
|  | Fan with a hydraulic drive with the function of an aspirator ((DOA) AV28H-1pc, in the set: guide for the air hose-1pc, terminal for transporting the air hose -1pc, air hose D=200mm, L=8m -1pc, or similar) | piece | 30 |  | 0
|  | Hydraulic clamp for PE pipes | piece | 42 |  | 0
|  | Hand clamp for PE pipes | piece | 186 |  | 0
|  | Metal sliding ladder 4-6 m | piece | 188 |  | 0
|  | A set of end heads | piece | 143 |  | 0
|  | Lifebelt | piece | 16 |  | 0
|  | Stainless repair clamp ETERNO Du 40 (47-57) | piece | 176 |  | 0
|  | Repair clamp stainless steel ETERNO Du 50 (60-70) | piece | 176 |  | 0
|  | Stainless repair clamp ETERNO Du 65 (75-85) | piece | 176 |  | 0
|  | Stainless repair clamp ETERNO Du 80 (88-98) | piece | 176 |  | 0
|  | Stainless repair clamp ETERNO Du 100 (108-118) | piece | 176 |  | 0
|  | Stainless repair clamp ETERNO Du 125 (138-148) | piece | 176 |  | 0
|  | Stainless repair clamp ETERNO Du 150 (159-169) | piece | 176 |  | 0
|  | Stainless repair clamp ETERNO Du 200 (198-208) | piece | 132 |  | 0
|  | Stainless repair clamp ETERNO Du 250 (260-272) | piece | 132 |  | 0
|  | Hydraulic drill (CD10 (Stanley) or similar) | piece | 30 |  | 0
|  | Philips welding electrode | piece | 300 |  | 0
|  | Welding electrode | piece | 180 |  | 0
|  | Cordless perforator | piece | 1 |  | 0
|  | Cone road rubber 520 mm | piece | 156 |  | 0
|  | Safety rope | piece | 16 |  | 0
|  | Fencing pins (fencing sections) | piece | 160 |  | 0
|  | Road sign PDR 4.7 with a stand "Around the obstacle on the right side" | piece | 32 |  | 0
|  | Road sign PDR 4.8 with a stand "Around an obstacle on the left side" | piece | 32 |  | 0
|  | Road sign PDR 1.37 with a stand "Road works" | piece | 32 |  | 0
|  | Road sign PDR 3.21 with a stand "Entry prohibited" | piece | 64 |  | 0
|  | Hook fomka | piece | 177 |  | 0
|  | Road sign PDR 3.43 with a stand "Danger" | piece | 50 |  | 0
|  | Road sign PDR 3.29 with a stand "Maximum speed limit" | piece | 14 |  | 0
|  | A set of thread-cutting tools (benches 15-50 for cutting an external thread) | piece | 84 |  | 0
|  | Natural gas leak detector | piece | 32 |  | 0
|  | Key for underground cranes | piece | 91 |  | 0
|  | An iron sledgehammer | piece | 144 |  | 0
|  | The sledgehammer is copper plated | piece | 149 |  | 0
|  | Metal saw | piece | 133 |  | 0
|  | Wood saw | piece | 177 |  | 0
|  | Ax | piece | 177 |  | 0
|  | Hooks for opening well covers and carpets | piece | 354 |  | 0
|  | Construction scrap 24 mm | piece | 177 |  | 0
|  | Pickaxe | piece | 161 |  | 0
|  | American shovel (scoop) | piece | 136 |  | 0
|  | Concrete drill 16 mm L=1000 with adapter with external thread UNC 1 1 / 4 inch | piece | 122 |  | 0
|  | Manual hydraulic screwdriver | piece | 30 |  | 0
|  | Steel blinds for flanges (25-300mm) | piece | 182 |  | 0
|  | Metal bandages for pipes (32-500mm) | set | 33 |  | 0
|  |  | piece | 103 |  | 0
|  | Plugs (15-50mm, internal and external thread) | set | 33 |  | 0
|  |  | piece | 103 |  | 0
|  | Car jack | piece | 11 |  | 0
|  | Tow rope | piece | 11 |  | 0
|  | Ball wrench | piece | 11 |  | 0
|  | Manual pump for a car | piece | 11 |  | 0
|  | Warning triangle | piece | 11 |  | 0
|  | Wheel stop | piece | 22 |  | 0
|  | Saw | piece | 18 |  | 0
|  | A set of threading tools (benches 15-50 for cutting an external thread) | piece | 11 |  | 0
|  | Scoop shovel with a handle | piece | 10 |  | 0
|  | Two-wheeled garden and construction wheelbarrow | piece | 3 |  | 0
|  | Sledgehammer 5000 g | piece | 1 |  | 0
|  | Sledgehammer 2000 | piece | 1 |  | 0
|  | Scrap 1600 mm x 30 mm | piece | 2 |  | 0
|  | Sliding metal ladder 4-6 m. | piece | 32 |  | 0
|  | Hand saw for wood Dnipro-M Caiman SK5 SK5 500 mm 9/12TPI | piece | 16 |  | 0
|  | Hand saw for metal Dnipro-M 300 mm Bi-Metal, TPR | piece | 16 |  | 0
|  | A set of socket wrenches | set | 16 |  | 0
|  | Shunt jumper | piece | 48 |  | 0
|  | A set of threading tools | piece | 16 |  | 0
|  | Plugs (15-50mm, external thread) | piece | 46 |  | 0
|  | Plugs (15-50mm, internal thread) | piece | 46 |  | 0
|  | set of threading tools (benches 15-50 for cutting an external thread) | piece | 41 |  | 0
|  | Construction scrap | piece | 16 |  | 0
|  | American shovel (scoop) | piece | 16 |  | 0
|  | Concrete drill bit 16 mm L=1000 with adapter with external thread UNC 1 1 / 4 inch | piece | 20 |  | 0
|  | Steel blinds for flanges (25-300 mm) | piece | 41 |  | 0
|  | Metal bandages for pipes (32-500 mm) | piece | 41 |  | 0
|  | Plugs (15-50 internal and external thread) | piece | 41 |  | 0
|  | Stainless repair clamp ETERNO Du 300 (325-335) | piece | 132 |  | 0
|  | Stainless repair clamp ETERNO Du 350 (353-363) | piece | 132 |  | 0
|  | Stainless repair clamp ETERNO Du 400 (400-410) | piece | 132 |  | 0
|  | Stainless repair clamp ETERNO Du 500 (518-542) | piece | 132 |  | 0
|  | Automobile jack | piece | 16 |  | 0
|  | Spanner wrench KR-300 | piece | 41 |  | 0
|  | A set of hexagons | piece | 41 |  | 0
|  | Toolbox | piece | 41 |  | 0
|  | Locksmith's hammers (set) | piece | 41 |  | 0
|  | Set of screwdrivers | piece | 41 |  | 0
|  | Angle wrenches (set) | piece | 41 |  | 0
|  | Files (flat, round) | piece | 41 |  | 0
|  | Roulette 50 m | piece | 41 |  | 0
|  | Pliers combined 180 mm | piece | 41 |  | 0
|  | Side cutters 160 mm | piece | 41 |  | 0
|  | Drill rig (manual) | piece | 20 |  | 0
|  | Protective glasses | piece | 32 |  | 0
|  | Construction helmet | piece | 48 |  | 0
|  | Gas mask hose PSH-1 or PSH-2 | piece | 16 |  | 0
|  | Passenger car tire 155/70R13 | piece | 43 |  | 43
|  | Passenger car tire 175/70R13 | piece | 68 |  | 68
|  | Passenger car tire 185/65R14 | piece | 4 |  | 4
|  | Passenger car tire 185/65R15 | piece | 4 |  | 4
|  | Passenger car tire 185/75R16С | piece | 34 |  | 34
|  | Passenger car tire 205/55R16 | piece | 4 |  | 4
|  | Passenger car tire 205/60R15 | piece | 4 |  | 4
|  | Passenger car tire 205/60R16 | piece | 8 |  | 8
|  | Passenger car tire 205/65R15 | piece | 8 |  | 8
|  | Passenger car tire 215/60R16 | piece | 16 |  | 16
|  | Passenger car tire 225/75R16 | piece | 20 |  | 20
|  | Passenger car tire 235/75R15 | piece | 10 |  | 10
|  | Truck tire 8.25R20 | piece | 32 |  | 32
|  | Car truck tire 9.00R20 | piece | 9 |  | 9
|  | Truck tire 12.00R20 | piece | 8 |  | 8
|  | Agricultural tire 12.5-18 (340/80 R18) | piece | 2 |  | 2
|  | Agricultural tire 12.5/80-18 (340/80-18) | piece | 2 |  | 2
|  | Agricultural tire 18.4-26 (480/80 R26) | piece | 2 |  | 2
|  | Agricultural tire 540/70 R24 (21.3 R24) | piece | 6 |  | 6
|  | Industrial tire 6.5R10 | piece | 2 |  | 2
|  | Submersible pump Stanley TPV16 | piece | 42 |  | 0
|  | Chainsaw STHIL MS 230 | piece | 52 |  | 0
|  | Goliaf compressor type gas analyzer or similar | piece | 60 |  | 0
|  | Portable autonomous explosion-proof hygrometer | piece | 1 |  | 0
|  | Pipe cutter for copper pipes from 3 to 32 mm Yato YT-22338 or similar | piece | 36 |  | 0
|  | Converter car inverter 12V-220V 500W UKC or similar | piece | 4 |  | 0
|  | Plasma cutter Gys EASYCUT K25 or K35F | piece | 9 |  | 0
|  | Orbital pipe cutter for cutting pipes with a diameter of 20 to 170 mm (1000 W) S-150LT | piece | 1 |  | 0
|  | Orbital pipe cutter for cutting pipes with a diameter of 60 to 220 mm (1000 W) S-200LT | piece | 1 |  | 0
|  | "Stand for orbital pipe cutter S-LT_MT" | piece | 1 |  | 0
|  | "S-LT_RS Pipe Feeder on Cutting Table" | piece | 2 |  | 0
|  | Portable manual edge cutter S-CM4-M, DCSENG | piece | 8 |  | 0
|  | Portable manual edge cutter S-CM4_OD, DCSENG | piece | 8 |  | 0
|  | Gas chromatograph ChroZen GC Young in Chromass | piece | 1 |  | 0
|  | Motor pump Hyundai HY 53 | piece | 32 |  | 0
|  | Universal tool kit Hyundai K 98 items | piece | 42 |  | 0
|  | Detector GAZOSCAN leak detector VSR DIGITEC Inspectra | piece | 2 |  | 0
|  | Concrete drill | piece | 34 |  | 0
|  | Set of threading tools (15-50 threading bits for external threads) | piece | 27 |  | 0
|  | Wrench for underground valve / | piece | 27 |  | 0
|  | Iron sledgehammer | piece | 10 |  | 0
|  | Copper-plated sledgehammer | piece | 27 |  | 0
|  | Metal saw / Metal saw | piece | 27 |  | 0
|  | Wood saw | piece | 27 |  | 0
|  | Ax | piece | 27 |  | 0
|  | Claw bar | piece | 27 |  | 0
|  | Manhole and well cover lifting hooks / Hooks for opening manhole covers and covers | piece | 54 |  | 0
|  | Digging bar 24 mm / Construction scrap 24 mm | piece | 27 |  | 0
|  | Pickaxe / Pickaxe | piece | 27 |  | 0
|  | Round-pointed shovel | piece | 27 |  | 0
|  | Scoop shovel | piece | 27 |  | 0
|  | Concrete Drill Bit 16 mm L=1000 with UNC 1 1/4 in. external thread adapter / Concrete drill 16 mm L=1000 with an adapter with an external thread UNС 1 1 / 4 inches | piece | 20 |  | 0
|  | Metal sliding ladder 4-6 m / Metal sliding ladder 4-6 m | piece | 27 |  | 0
|  | A tool for processing cables made of cross-linked polyethylene | piece | 1 |  | 0
|  | Tools and accessories for an electrician | piece | 58 |  | 0
|  | Wiper 1/4" pneumatic (finger) 3822 JTC | piece | 10 |  | 0
|  | IP-2106A pneumatic corner machine or equivalent | piece | 4 |  | 0
|  | Pneumatic straight grinding machine IP-2018 or equivalent | piece | 5 |  | 0
|  | Chainsaw Stihl MS260 or equivalent | piece | 1 |  | 0
|  | Rotary mower model Z-169 or equivalent | piece | 1 |  | 0
|  | Stiga SBC253D mower or equivalent | piece | 13 |  | 0
|  | Steps and ladders | piece | 39 |  | 0
|  | Electric extension cord | piece | 10 |  | 0
|  | Tools and inventory | piece | 79 | 0 | 0
| Other tools and equipment Total |  |  | 11672 | 0 | 301
Tools and inventory Total |  |  |  | 32620.046 | 0 | 712
Other | Consumables | Compressor spare parts | piece | 46 |  | 0
|  | Spare parts for the WH 50H3N compressor | piece | 1 |  | 0
|  | PVC insulating tape | t | 0.04 |  | 0
|  | Individual filter on the inlet line of the LEWA LDD1 dosing pump (50/250) | piece | 54 |  | 0
|  | 25 micron filter cartridge | piece | 300 |  | 0
|  | 5 micron filter cartridge | piece | 500 |  | 0
|  | First aid kit | piece | 1000 |  | 0
|  | A set of fittings for the LEWA LDD1 dosing pump (50/250) | piece | 54 |  | 0
|  | Kits of first-aid kits | piece | 700 |  | 0
|  | Compressor oil separator | piece | 4 |  | 0
|  | PROROX WM 920 basalt mother | cubic m | 10 |  | 0
|  | A set of products | piece | 10000 |  | 0
|  | Crimps for crimping polyethylene pipes with a diameter of 32-90 mm | piece | 1567 |  | 36
|  | Crimps for crimping polyethylene pipes with a diameter of 90-250 mm | piece | 1577 |  | 36
|  | Watermark frame No. 6 | piece | 6 |  | 0
|  | Separator ALUP-Kompressoren GmbH | piece | 1 |  | 0
|  | THERMITE MATCHES FOR igniting thermite-checkers and cartridges | piece | 50 |  | 0
|  | Water indicator glass (Klinger) No. 6 | piece | 25 |  | 0
|  | Sheet glass | m sq. | 500 |  | 0
|  | Glass tubes for the liquid level indicator | piece | 32 |  | 0
|  | Thermal match | piece | 50 |  | 0
|  | Thermal matches | piece | 800 |  | 0
|  | The tonometer is mechanical | piece | 1 |  | 0
|  | Seal for CALPEDA NM 50/20 BE pump unit | piece | 1 |  | 0
|  | Seal for pump unit GRUNDFOS HS 350-250-630/573 ВВVP MODEL A98496032P213390005 | piece | 1 |  | 0
|  | gas filter MADAS DN 100 | piece | 23 |  | 0
|  | gas filter MADAS DN 32 | piece | 27 |  | 0
|  | gas filter MADAS DN 40 | piece | 25 |  | 0
|  | gas filter MADAS DN 50 | piece | 30 |  | 0
|  | gas filter MADAS DN 65 | piece | 27 |  | 0
|  | gas filter MADAS DN 80 | piece | 27 |  | 0
|  | Molded fitting for RSS DN"4 5-12 bar | piece | 6 |  | 0
|  | Molded fitting for RSS DN"6 5-12 bar | piece | 6 |  | 0
|  | Molded fitting for RSS DN.2 " 5-12 bar | piece | 60 |  | 0
|  | Molded fitting for RSS DN.2" 1/2" 5-12 bar | piece | 6 |  | 0
|  | Sha-1 brick #5 | t | 6 |  | 0
|  | Brick Shl-0.4 No. 5 | t | 1 |  | 0
|  | Centralizers for steel pipes with a diameter from 305 mm to 812 mm | piece | 23 |  | 0
|  | Centralizers for steel pipes with a diameter from 325 mm to 720 mm | piece | 712 |  | 14
|  | Nylon collar | piece | 90100 |  | 0
|  | Insulating tape | piece | 480 |  | 0
|  | Centralizer for steel pipes with a diameter from 325 mm to 720 mm | piece | 5 |  | 2
|  | Insulation tape 5 m | piece | 20 |  | 0
|  | The tube is heat-shrinkable | piece | 105 |  | 0
|  | Hot shrink tube | piece | 983 |  | 0
|  | LED lamp | piece | 360 |  | 0
|  | Lumber is round | cubic m | 495.48 |  | 0
|  | protective tape | km | 2.9 |  | 0
|  | Electrodes | piece | 99740 |  | 0
|  | Hydraulic clamp for PE pipes | piece | 44 |  | 0
|  | Hand clamp for PE pipes | piece | 44 |  | 0
|  | Metal bandage for pipes | piece | 129 |  | 0
|  | blind | piece | 108 |  | 0
|  | Concrete drill | piece | 4 |  | 0
|  | Fire hose 2x2.5 | piece | 16 |  | 0
|  | Hacksaw | piece | 2 |  | 0
|  | Hook fomka | piece | 9 |  | 0
|  | Hook | piece | 18 |  | 0
|  | Road sign | piece | 27 |  | 0
|  | The plug is steel | piece | 108 |  | 0
|  | Key | piece | 9 |  | 0
|  | Fencing pins | piece | 45 |  | 0
|  | Rechargeable flashlight | piece | 3 |  | 0
|  | Dowel with screw 8*150 | piece | 2200 |  | 0
|  | Dowel with screw 6*40 | piece | 6400 |  | 0
|  | Summer sand | cubic m | 1000 | 0 | 0
|  | OSB-3 plate | piece | 8000 | 0 | 0
|  | The chain link is galvanized | m sq. | 1000 | 0 | 0
|  | Dense sand is natural for gabions | t | 1040 |  | 0
|  | Sand (river, heavy, mountain) | t | 1200 |  | 0
|  | Block concrete foundation FBS-24 | piece | 1500 |  | 0
|  | The sand is natural | cubic m | 14233 |  | 0
|  | Pin stop ISO SD 25x350 | piece | 35470 |  | 0
|  | The retainer is plastic | piece | 826946 |  | 0
|  | Geotextile "Geodren" | m sq. | 10000 |  | 0
|  | Lighting devices | piece | 1260 |  | 0
|  | Valve arrester | piece | 3 |  | 0
|  | Sleeve for wire crimping | piece | 98000 |  | 0
|  | Self-tapping screw for metal with a press washer with a 4.2x16 drill bit | piece | 150 |  | 0
|  | Marking profile PO-05000BN4 PO-04000BN4, for wires with a diameter of 2.2 - 2.8 mm, for a cross section of 1.5 square mm, 200 m/roll | piece | 3 |  | 0
|  | Plate OSB-3 SWISS KRONO 10x1250x2500 mm -80511115 | piece | 30 |  | 0
|  | 8-wave slate 1750x1130x5.8 mm | piece | 100 |  | 0
|  | Euroruberoid Aquaizol Ruberit ECO PE 2.5 15 sq. m | piece | 10 |  | 0
|  | Euroruberoid Aquaizol Ruberit ECO PE-4.0-PS 10 sq. m | piece | 15 |  | 0
|  | Mastic primer bituminous Aquaizol AR-20 under roofing material 20 l (368792544) | piece | 4 |  | 0
|  | Alkyd enamel Kompozit PF-115 Graphite (RAL 7024), matte 2.8 kg | piece | 20 |  | 0
|  | Power elements and batteries | piece | 356 |  | 0
|  | Shrinkable sheet for cables | piece | 42 |  | 0
| Consumables Total |  |  | 1220098.42 | 0 | 88
| Other | Lantern | piece | 11 |  | 0
|  | Sleeping bags | piece | 300 |  | 0
|  | Gabion | piece | 1485 |  | 0
|  | scrap | piece | 9 |  | 0
|  | Single bed | piece | 300 |  | 0
|  | Spring mattress | piece | 300 |  | 0
|  | Oversized tents | piece | 4 |  | 0
|  | Chairs | piece | 300 |  | 0
|  | Blankets | piece | 300 |  | 0
|  | Bedclothes | piece | 300 |  | 0
|  | Gabions | piece | 2000 | 0 | 50058
|  | Gabions | piece | 10014 | 0 | 17707
|  | Hose 25 mm (5 m) RAUCLAIR 25x31 mm cut-off | m | 5 |  | 0
|  | Reconstruction of 150/35/6 kV substation "Vitovska" and distribution networks connected to it with conversion to 20 kV voltage class | piece | 1 |  | 0
|  | Reconstruction of substation 35/10 kV "Pivdenna" and distribution networks connected to it with transfer to the voltage class of 20 kV | piece | 1 |  | 0
|  | Installation of an integrated automated system of dispatching control of electrical networks with OMS functions | piece | 1 |  | 0
|  | Frame textile gabion | piece | 40 |  | 0
|  | VVK-5 fire extinguisher | piece | 64 |  | 0
|  | Highly sensitive tracer (Radiodetection RD 8200 or similar) with a generator | piece | 60 |  | 0
|  | Hydraulic clamp for PE pipes | piece | 120 |  | 0
|  | Hand clamp for PE pipes | piece | 120 |  | 0
|  | Metal sliding ladder 4-6 m | piece | 28 |  | 0
|  | Gas mask hose PSH-1 | piece | 96 |  | 0
|  | The lamp is explosion-proof | piece | 109 |  | 0
|  | Lifebelt | piece | 180 |  | 0
|  | Gas analyzer (ethane, methane) | piece | 60 |  | 0
|  | Stahl distribution box | piece | 11 |  | 0
|  | Measuring devices | piece | 103 |  | 0
|  | Construction of a complex information protection system, computer network of the enterprise | set | 1 |  | 0
|  | Communication capacitor | piece | 1 |  | 0
|  | Communication capacitor | piece | 1 |  | 0
|  | Filter connection | piece | 1 |  | 0
|  | Megaphone (Loudspeaker) | piece | 60 |  | 0
|  | Mountain mass | cubic m | 16000 |  | 0
|  | Rubble of different factions | cubic m | 1371 |  | 0
|  | Sand | cubic m | 11898 |  | 0
|  |  | t | 12403.6 |  | 0
|  | Cone road rubber 520 mm | piece | 300 |  | 0
|  | Anemometer | piece | 60 |  | 0
|  | Chest video recording camera | piece | 32 |  | 0
|  | Megaphone | piece | 25 |  | 0
|  | The suit is fireproof | piece | 2 |  | 0
|  | Safety rope | piece | 180 |  | 0
|  | Fencing pins (fencing sections) | piece | 345 |  | 0
|  | Road sign PDR 4.7 with a stand "Around the obstacle on the right side" | piece | 73 |  | 0
|  | Road sign PDR 4.8 with a stand "Around an obstacle on the left side" | piece | 73 |  | 0
|  | Road sign PDR 1.37 with a stand "Road works" | piece | 73 |  | 0
|  | Road sign PDR 3.21 with a stand "Entry prohibited" | piece | 105 |  | 0
|  | Road sign PDR 3.43 with a stand "Danger" | piece | 73 |  | 0
|  | Road sign PDR 3.29 with a stand "Maximum speed limit" | piece | 73 |  | 0
|  | Dielectric gloves | piece | 90 |  | 0
|  | Fireman's coat 2*2.5 | piece | 60 |  | 0
|  | Fireproof suit (ordinary) | piece | 49 |  | 0
|  | Means of deterring dogs | piece | 60 |  | 0
|  | Flood light lantern | piece | 109 |  | 0
|  | Natural gas leak detector | piece | 120 |  | 0
|  | CO gas analyzer | piece | 81 |  | 0
|  | Electronic differential pressure gauge (TESTO 510 0-10 kPa analog) | piece | 32 |  | 0
|  | Arrow manometers for 0-0.6MPa, 0-1.6MPa with accuracy class 1.0 | piece | 60 |  | 0
|  | Road sign | piece | 176 |  | 0
|  | The sledgehammer is copper plated | piece | 28 |  | 0
|  | Metal saw | piece | 28 |  | 0
|  | Ax | piece | 9 |  | 0
|  | Pickaxe | piece | 9 |  | 0
|  | Plugs (15-50mm, internal and external thread) | piece | 28 |  | 0
|  | Key | piece | 27 |  | 0
|  | Road cone | piece | 22 |  | 0
|  | Koshma is a firefighter | piece | 9 |  | 0
|  | Sledgehammer | piece | 11 |  | 0
|  | Shovel | piece | 18 |  | 0
|  | Set of dies | piece | 9 |  | 0
|  | Pipe clamp | piece | 36 |  | 0
|  | Electronic differential pressure gauge (TESTO 510 0-10kPa or similar) | piece | 28 |  | 0
|  | Gabions 5m*1m*1-1.4m | piece | 78 |  | 0
|  | Gabions 1m*1m*1-1.4m | piece | 6100 |  | 0
|  | Gabions 2m*1m*1-1.4m | piece | 200 |  | 0
|  | Gabions 3m*1m*1-1.4m | piece | 130 |  | 0
|  | Gabions 4m*1m*1-1.4m | piece | 80 |  | 0
|  | Big bag (Big-bag four-string ribbon) | piece | 1500 |  | 0
|  | Protective gabions for physical protection of 110 kV substation transformers | piece | 283 |  | 0
|  | A set of fortification gabions | piece | 1 |  | 0
|  | Gabions (4x1x2) | piece | 218 |  | 0
|  | Gabions (4x1x1) | piece | 80 |  | 0
|  | Gabion 1.8*0.9*1.2 m. | piece | 466 |  | 0
|  | Military purpose gabions, 1x1x1 | piece | 288 |  | 0
|  | Formwork shields, width 300-750 mm, thickness 40 mm | cubic m | 3027.7 |  | 0
|  | Military gabion 2x4x1m | piece | 2840 |  | 0
|  | Gabions "Hesco bastion" | piece | 600 |  | 0
|  | Geotextile "Geodren" | m sq. | 10000 |  | 0
|  | Upper gabion 1400x1000x5500 (hxWxL) | piece | 131 |  | 0
|  | Upper gabion 1400x1000x2000 (hxWxL) | piece | 270 |  | 0
|  | Medium gabion 1400x1500x5500 (hxWxL) | piece | 600 |  | 0
|  | Medium gabion 1400x2000x2000 (hxWxL) | piece | 270 |  | 0
|  | Lower gabion 1400x1000x3000 (hxWxL) | piece | 960 |  | 0
|  | Lower gabion 1400x1000x2000 (hxWxL) | piece | 360 |  | 0
|  | Hesco bastion 4-section gabion or equivalent | piece | 3000 |  | 0
|  | Shield for fixing the pit | piece | 17 |  | 0
|  | Trolley "Stanley" for cargo transportation COV10 | piece | 10 |  | 0
|  | set of technological equipment Stop system TM RAVETTI (ITALY) for blocking gas pipelines through a pressure fitting, with a diameter of a gas pipeline from Dy50 to Dy150mm, with a maximum working pressure of 12 kgf/cm2 and the possibility of laying a bypass line, complete with means of small mechanization | piece | 1 |  | 0
|  | Power line type TZMEP-10 ( 6 ) -3200 | m | 300 | 0 | 0
|  | Laser Falcon methane detector kit (Tokyo Gas Engineering Solutions Corporation) | piece | 1 |  | 0
|  | Suspended, tensile insulation and 110kV busbar | piece | 1 | 0 | 0
|  | Busbar ShZK-1,2-4000-81UZ RV-2 | m | 57 | 0 | 0
|  | STOPKIT (STOPKIT) emergency kit for stopping leaks from pipelines (for above ground use) STON002 | piece | 50 |  | 0
|  | STOPKIT (STOPKIT) emergency kit for stopping leaks from pipelines (for above ground use) STON003 | piece | 50 |  | 0
|  | STOPKIT (STOPKIT) emergency kit for stopping leaks from pipelines (for above ground use) STON104 | piece | 50 |  | 0
|  | STOPKIT (STOPKIT) emergency kit for stopping leaks from pipelines (for above ground use) STON106 | piece | 50 |  | 0
|  | STOPKIT (STOPKIT) emergency kit for stopping leaks from pipelines (for above ground use) STON108 | piece | 50 |  | 0
|  | STOPKIT (STOPKIT) emergency kit for stopping leaks from pipelines (for above ground use) STON110 | piece | 10 |  | 0
|  | STOPKIT (STOPKIT) emergency kit for stopping leaks from pipelines (for above ground use) STON112 | piece | 10 |  | 0
|  | STOPKIT (STOPKIT) emergency kit for stopping leaks from pipelines (for above ground use) STON114 | piece | 10 |  | 0
|  | STOPKIT (STOPKIT) emergency kit for stopping leaks from pipelines (for above ground use) STON116 | piece | 10 |  | 0
|  | HI FLOW Bacharach sampler for natural gas | piece | 1 |  | 0
|  | Road sign | piece | 56 |  | 0
|  | Gas mask hose | piece | 84 |  | 0
|  | Set of threading tools Set of threading tools (Bench 15-50 for cutting an external thread) | piece | 28 |  | 0
|  | Hydraulic oil station | piece | 17 |  | 0
|  | Hydraulic fan with aspirator function | piece | 17 |  | 0
|  | Hydraulic slurry pump | piece | 17 |  | 0
|  | Steel blinds for flanges | piece | 28 |  | 0
|  | Metal bandages for pipes | piece | 28 |  | 0
|  | Compressor filter FSHCM.A-08 | piece | 2 |  | 0
|  | CABLE TRAYS WITH COVERS | piece | 60 |  | 0
|  | Works on the manufacture of metal structures of the roof (without materials), 174 tons | piece | 1 |  | 0
|  | Roof installation works (without materials), 3696 m2 | piece | 1 |  | 0
|  | Works on the manufacture of metal structures for the installation of wall panels (without materials), 102 tons | piece | 1 |  | 0
|  | Installation of wall panels (without materials), 3433.2 m2 | piece | 1 |  | 0
|  | Works on the production of metal structures of the roof (without materials), 100 tons | piece | 1 |  | 0
|  | Roof installation works (without materials), 1680 m2 | piece | 1 |  | 0
|  | Works on the production of metal structures of the roof (without materials), 6000 m2 | piece | 1 |  | 0
|  | Roof installation works (without materials), 6000 m2 | piece | 1 |  | 0
|  | Works on the manufacture of metal structures for the installation of wall panels (without materials), 3000 m2 | piece | 1 |  | 0
|  | Installation of wall panels (without materials), 3000 m2 | piece | 1 |  | 0
|  | Works on the production of metal structures of the roof (without materials), 1800 m2 | piece | 1 |  | 0
|  | Roof installation works (without materials), 1800 m2 | piece | 1 |  | 0
|  | Works on the manufacture of metal structures for the installation of wall panels (without materials), 4300 m2 | piece | 1 |  | 0
|  | Installation of wall panels (without materials), 4300 m2 | piece | 1 |  | 0
|  | Concrete shelter of the modular type can be quickly built for 10 people | piece | 4 |  | 0
|  | Concrete shelter of the modular type can be quickly built for 15 people | piece | 4 |  | 0
|  | Concrete shelter of the modular type can be quickly built for 20 people | piece | 3 |  | 0
|  | Concrete shelter of the modular type can be quickly built for 40 people | piece | 1 |  | 0
|  | Steel galvanized farm with canvas roof 870m2 x 2.5m(h) | piece | 1 |  | 0
|  | Galvanized steel truss with canvas roof 90m2 x 4.0m(h) | piece | 1 |  | 0
|  | Galvanized steel truss with canvas roof 90m2 x 2.5m(h) | piece | 1 |  | 0
|  | Galvanized steel truss with canvas roof 240 m2 x 4.0 m(h) | piece | 1 |  | 0
|  | Galvanized steel truss with canvas roof 1200 m2 x 4.0 m(h) | piece | 1 |  | 0
|  | Galvanized steel truss with canvas roof 720 m2 x 4.0 m(h) | piece | 1 |  | 0
|  | Galvanized steel truss with canvas roof 390 m2 x 8.0 m(h) | piece | 1 |  | 0
|  | Steel galvanized farm with canvas roof 1140m2 x 4.0 m(h) | piece | 1 |  | 0
|  | Galvanized steel truss with canvas roof 240m2 x 2.5m(h) | piece | 1 |  | 0
|  | Gabions 4mx1mx2m (L*W*H) | piece | 414 |  | 0
|  | Gabions 3mx1mx2m (L*W*H) | piece | 14 |  | 0
|  | Gabions 2mx1mx2m (L*W*H) | piece | 19 |  | 0
|  | Gabions 1Mx1Mx2M (L*W*H) | piece | 2 |  | 0
|  | BIG-BAG 1000x1000x1500 (L*W*H) | piece | 55 |  | 0
|  | Protective net with eyelets 6x10 m | piece | 5 |  | 0
|  | Rapidly constructed protective structure of civil defense of modular type for 20 people | piece | 4 |  | 0
|  | Rapidly constructed underground reinforced concrete shelter for 40 people | piece | 1 |  | 0
|  | Protective gabions (WxHxD - 1mX2mX1m.) | piece | 2100 |  | 0
|  | Motor drive | piece | 4 |  | 0
|  | special explosion-proof mine blower SVG-6N or equivalent | piece | 10 |  | 0
|  | Rome bolt M14 | piece | 12 |  | 0
|  | Rome bolt M16 | piece | 12 |  | 0
|  | Rome bolt M20 | piece | 12 |  | 0
|  | Rome bolt M24 | piece | 12 |  | 0
|  | Rim bolt M30 | piece | 12 |  | 0
|  | Rome bolt M36 | piece | 12 |  | 0
|  | Rome bolt M42 | piece | 10 |  | 0
|  | Rome bolt M48 | piece | 6 |  | 0
|  | Rome bolt M56 | piece | 4 |  | 0
|  | Rome bolt M64 | piece | 4 |  | 0
|  | Rigging bracket 0.5t 1/4" | piece | 12 |  | 0
|  | Rigging bracket 01t 3/8" | piece | 12 |  | 0
|  | Rigging bracket 2t 1/2" | piece | 12 |  | 0
|  | Rigging bracket 4.75t 3/4" | piece | 12 |  | 0
|  | Rigging bracket 8.5t 1" | piece | 8 |  | 0
|  | Rigging bracket 12t 1 1/4" | piece | 6 |  | 0
|  | Extension cord on a coil with thermal protection 50m cable 2x2.5mm2 or equivalent | piece | 6 |  | 0
|  | Rapidly constructed underground reinforced concrete shelter for 15 people | t | 1 |  | 0
|  |  | piece | 1 |  | 0
|  | Socket with grounding 220V t-2P+Z Schuko | piece | 6 |  | 0
|  | PVC channel CD 40x60, 2 m long | piece | 6 |  | 0
|  | PVC channel CD 80x60, 2 m long | piece | 6 |  | 0
|  | Cable and equipment shield grounding bus KZ19 | piece | 3 |  | 0
|  | Scanner (x-ray care system) XIS-5335S | piece | 1 |  | 0
|  | Complete equipment for: generators, transformers, KTP, etc. | piece | 204 |  | 0
|  | 40' container | piece | 13 |  | 0
|  | Container 20'-40' | piece | 9 |  | 0
| Other Result |  |  | 96146.3 | 0 | 67765
Other Result |  |  |  | 1316244.72 | 0 | 67853
Cable products | Fiber optic cables | Cable twisted pair UTP | km | 1.05 |  | 0
|  | Fiber optic cable | km | 14 |  | 0
|  | Optical cable DUCT 32 fibers, SM | km | 0.8 |  | 0
|  | OPGW 32-fiber optical cable in lightning conductor, SM | km | 6.3 |  | 0
|  | FinMark UT008-SM-15 optical cable | km | 1 |  | 1
|  | FinMark UT004-SM-15 optical cable | km | 25 |  | 0
|  | SF/UTP LAN cable 4х2х0.51 KPPEO-VP (100) (SF/UTP - cat. 5e) | km | 0.6 |  | 0
| Fiber optic cables Total |  |  | 48.75 |  | 1
| Other cable products | Cable SFTP / UTP | km | 3 |  | 0
|  | duplex (twisted pair cable SFTP cat5e 4x2x0.51) | km | 0.45 |  | 0
|  | The cable is highly sensitive RK50-2-13 | km | 0.2 |  | 0
|  | High-sensitivity cable RK50-7-11 (RG-213) | km | 0.4 |  | 0
|  | OK-Net OC-UTP5e-VT/305 twisted pair cable (KPPt-VP (100) 4x2x0.51) | km | 3.05 |  | 3.05
|  | OK-Net UTP twisted-pair cable 305 m cat.5e 4x2x0.49 external (KPP-VP (100) 4x2x0.49) | km | 3.05 |  | 3.05
|  | OK-Net UTP cat.5e twisted-pair cable 305 m (U/UTP-cat.5E) (KPV-VP (350) 4*2*0.50) | km | 3.05 |  | 3.05
|  | Flexible cable KG 3x16+1x6 | km | 0.4 |  | 0
|  | Flexible cable KG 3x25+1x10 | km | 0.4 |  | 0
|  | Flexible cable KG4x4 | km | 0.2 |  | 0
|  | KG cable in rubber insulation 5x35 | km | 1 |  | 0
|  | Cable of control and automation circuits | km | 5.7 |  | 0
|  | Cable TASHs 1x4x0.6 | km | 2 |  | 0
|  | RG-8 coaxial cable | km | 0.15 |  | 0.15
|  | Network cable S/FTP, category 5e [S/FTP4x2x0.51] | km | 60 | 0 | 0
|  | Support insulation of the jumper 3T-20T | km | 0.02 |  | 0
|  | Cable UTP Cat5e 4x2x0.51 | km | 0.3 |  | 0
|  | Electronic and electrical cables | km | 1 |  | 0
|  | Extension cord on a reel | piece | 2 |  | 0
|  | KG cable 3x120+1x170 – 600m | km | 0.6 |  | 0
|  | Cable VVG NGD 4x2.5 | km | 5 |  | 0
|  | Cable VVGngd 4x4 | km | 2 |  | 0
|  | VVG cable - 3x16 | km | 2 |  | 0
|  | Wire PV-3x2.5 | km | 1 |  | 0
|  | Connecting bolt clamps "SBI Connectors" SCG6GE2M16S | piece | 3 |  | 0
| Other cable products Total |  |  | 99.97 | 0 | 9.3
| Connecting cable | Mounting wire PV-3 | km | 3.25 |  | 0
|  | KGNV cable 3x120-1x70 | km | 0.37 |  | 0
| Connecting cable Total |  |  | 3.62 |  | 0
| Control cable | Cable KVVG 1.5*14 | km | 0.08 |  | 0
|  | Cable KVVG 4*14 | km | 0.1 |  | 0
|  | Control cables KVVGE (NG) 10X4.0 | km | 5 |  | 0
|  | Control cables KVVGE (NGD)-FR 10X2.5 OZHK | km | 5 |  | 0
|  | Control cables KVVG 10x1.5 mm2 | km | 5 |  | 0
|  | Cable - 19x1.5 | km | 3 |  | 0
|  | Cable KVVGE 10x2.5 | km | 5.55 |  | 0
|  | Cable KVVGE 14x2.5 | km | 5.29 |  | 0
|  | Cable KVVGE 19x2.5 | km | 5.04 |  | 0
|  | Cable KVVGE 4x2.5 | km | 7.49 |  | 0
|  | Cable KVVGE 7x2.5 | km | 7 |  | 0
|  | KVVGEng cable - 10x1.5 | km | 0.8 |  | 0
|  | KVVGEng cable - 10x2.5 | km | 0.8 |  | 0
|  | KVVGEng cable - 14x1.5 | km | 0.8 |  | 0
|  | KVVGEng cable - 14x2.5 | km | 0.8 |  | 0
|  | KVVGEng cable - 19x2.5 | km | 0.8 |  | 0
|  | KVVGEng cable - 4x1.5 | km | 0.8 |  | 0
|  | KVVGEng cable - 4x2.5 | km | 0.8 |  | 0
|  | KVVGEng cable - 7x1.5 | km | 0.8 |  | 0
|  | KVVGEng cable - 7x2.5 | km | 0.8 |  | 0
|  | cable KVVGE(NGD)-FR 10x1.5 oz | km | 5 |  | 0
|  | cable KVVGE(NGD)-FR 10x2.5 oz | km | 5 |  | 0
|  | cable KVVGE(NGD)-FR 10x4 oz | km | 5 |  | 0
|  | Control cable 4x1.5 | km | 6.72 |  | 0
|  | Control cable KVVG(NG) 7x4.0 | km | 10 |  | 0
|  | Cable KTPEPShv 10x2x0.7 | km | 1.2 |  | 0
|  | KGShV cable 10x1.5 | km | 2.03 |  | 0
|  | KVVG cable 10x1.5 | km | 2 |  | 0
|  | KVVG cable 7*1.5 | km | 0.05 |  | 0
|  | cable KVVG 10*2.5 | km | 0.05 |  | 0
|  | Low-voltage control cable | km | 13.3 | 0 | 0
|  | Control cable KVVG (NG) 10x2.5 | km | 10 |  | 0
|  | Control cable KVVG (NG) 7x2.5 | km | 10 |  | 0
|  | Control cable KVVG (NG) 4x4 | km | 10 |  | 0
|  | KVVGNG cable | km | 1 |  | 0
|  | Cable KVVGE 2x2.5 | km | 5 | 0 | 0
|  | Control cables | km | 0.95 | 0 | 0
|  | Control cables from 7 cores | m | 4750 |  | 0
|  | Cable KVVGEng 10x1.5 | km | 1 |  | 0
|  | Control cable 7x2.5 | km | 0.68 | 0 | 0
|  | Control cable KVVGeng 14x2.5 | km | 3 | 0 | 0
|  | KVVG, AVVG | km | 9.72 |  | 0
|  | control cable | km | 28.6 | 0 | 0
|  | A set of control cables for connecting PTK | set | 1 |  | 0
|  |  | piece | 2 |  | 0
|  | Power control cable | km | 4 |  | 0
|  | Control cable 19x2.5 mm2 (KVVG 19x2.5 mm2 or analogues) | km | 2.5 |  | 0
|  | Control cable 3x2.5mm2, 3x1.5mm2 | km | 0.087 |  | 0
|  | Copper control cable, KVVGeng 7x1.5 | km | 1.5 |  | 0
| Control cable Result |  |  | 4947.137 | 0 | 0
| Power cable < 0.4 kV | Cable | km | 0.13 |  | 0
|  | AVVG cable 2*2.5 | km | 3 |  | 0
|  | PVA cable 3x2.5 | km | 0.6 |  | 0
|  | Power cable VVGng-LS-P 3x2.5 | km | 0.13 | 0.1 | 0.005
|  | Electronic and electrical cables | km | 4 |  | 0
|  | Cable PV-3 1*2.5 | km | 0.97 |  | 0
|  | Cable АВВГнг-1 4х6 (drainage pit of block 3, drainage pit of block 6) | km | 0.14 |  | 0
|  | Cable АВВГнг-1 4х4 (fan of the TG-3 hydrogen installation, fan of the TG-6 hydrogen installation) | km | 0.1 |  | 0
|  | KVVG cable – 4x2.5 | km | 0.69 |  | 0
|  | Cable KVVG ng – 4x0.75 | km | 0.25 |  | 0
|  | Power cable <0.4 sq | km | 1.659 |  | 0
|  | Power copper cable 4*35 | km | 0.5 |  | 0
|  | Power copper cable 4*25 | km | 0.5 |  | 0
| Power cable < 0.4 kV Total |  |  | 12.669 | 0.1 | 0.005
| Power cable > 110 kV | APvEgaPu-110 1x240/95 | km | 1.9 |  | 0
|  | AVVG cable 4x120 | km | 2 |  | 0
|  | AVVG cable 4x50 | km | 2 |  | 0
|  | AVVG cable 4x70 | km | 1 |  | 0
|  | VVG cable 3x95 | km | 1.42 |  | 0
|  | VVHng cable 4x150 | km | 2 |  | 0
|  | VVHng cable 4x35 | km | 1 |  | 0
|  | VVHng cable 4x50 | km | 1 |  | 0
|  | VVHng cable 4x70 | km | 1 |  | 0
|  | VVHng cable 4x95 | km | 1 |  | 0
|  | Power cable AVVGngd 4x95 | km | 0.36 |  | 0
|  | Power cable 3x240 | km | 7.85 | 0 | 0
|  | Cable APvEgaPu-110 1x630/150 | km | 0.2 |  | 0
| Power cable > 110 kV Total |  |  | 22.73 | 0 | 0
| Power cable 0.4-1 kV | NA2X2Y-J 4x120se | km | 0.4 |  | 0.4
|  | NA2X2Y-J 4x185se | km | 0.4 |  | 0.4
|  | NA2X2Y-J 4x50se | km | 0.4 |  | 0.4
|  | NA2X2Y-J4x95se | km | 0.4 |  | 0.4
|  | Cable OLFLEX CLASSIC 110 BLACK 4G1.5 | km | 0.05 |  | 0
|  | Cable OLFLEX CLASSIC 110 BLACK 4G2.5 | km | 0.2 |  | 0
|  | Cable OLFLEX CLASSIC 110 BLACK 4G6 | km | 0.2 |  | 0
|  | AVVG cable 14x70 | km | 1 |  | 0
|  | AVVG cable 14x120 | km | 1 |  | 0
|  | AVVG cable 14x50 | km | 2 |  | 0
|  | Cable AVVG 2x4 | km | 3 |  | 0
|  | AVVG cable 2x6 mm² | km | 120 |  | 120
|  | AVVG cable 3x120+1x70 | km | 3 |  | 0
|  | AVVG cable 4x6 mm² | km | 36 |  | 36
|  | AVVG cable 4x70 | km | 1 |  | 0
|  | AVVG cable 4x95 | km | 1.84 |  | 0
|  | VVG cable 1x50 | km | 1 |  | 0
|  | VVG cable 3x120+1x50 | km | 1 |  | 0
|  | VVG cable 3x2.5 | km | 0.3 |  | 0
|  | VVG cable 4x10 | km | 1 |  | 0
|  | VVG cable 4x25 | km | 0.4 |  | 0
|  | Cable VVG 4X6 | km | 4.47 |  | 0
|  | VVHng cable - 4x10 | km | 3.28 |  | 0
|  | VVHng cable - 4x2.5 | km | 5.5 |  | 0
|  | VVHng cable - 4x4 | km | 4.09 |  | 0
|  | VVHng cable - 4x6 | km | 2.67 |  | 0
|  | Electric cable EN 50288-7 300V 24x2x0.5 on a coil | km | 0.4 |  | 0
|  | Electric cable RTG10OFM 3x70+1x35 | km | 0.26 |  | 0
|  | Electric cable AVVG 1 kV 3x70+1x35 mm2 on a coil | km | 0.15 |  | 0
|  | Electric cable BK07-FR2XOHR/1.5 6x2x0.75 | km | 1.25 |  | 0
|  | Electric cable FG70R 10x1.5 | km | 0.5 |  | 0
|  | Electric cable FG70R 3x10 | km | 0.6 |  | 0
|  | Electric cable FR20AR 3G4 | km | 0.31 |  | 0
|  | Electric cable MT G5H1OLR 6/10 3x95 | km | 0.28 |  | 0
|  | Electric cable RTG10OFM 3x70+1x35 | km | 0.47 |  | 0
|  | Electric power cable RTG100FM 3x70+1x35 | km | 0.15 |  | 0
|  | KGESHV cable 3x16+1x10+3x2.5 | km | 0.02 |  | 0
|  | KGESHV cable 3x50+1x10+3x4 | km | 0.4 |  | 0
|  | KGESHV cable 3x70+1x10+3x4 | km | 0.4 |  | 0
|  | KGESHV cable 3x95+1x10+3x4 | km | 5.26 |  | 0
|  | Cable KOGVESH 3x6+1x4+1x2.5 | km | 1.2 |  | 0
|  | Power cable | km | 1.13 |  | 0
|  | Cable with PVC sheath 0.6/1kV 4x150Alsvm+4x6+sas50 | km | 0.32 |  | 0
|  | Cable KGESHV 3x50 | km | 3 |  | 0
|  | Cable KGESHV 3x70 | km | 0.8 |  | 0
|  | Cable KG 2.x2.5 | km | 0.1 |  | 0
|  | Cable KGt 4x4 | km | 0.5 |  | 0
|  | KGNV cable 4x6 | km | 2 |  | 0
|  | Cable with PVC sheath 4x150 | km | 0.28 |  | 0
|  | KVRBG cable – 37x2.5 | km | 1.46 |  | 0
|  | AVBbShv-4x120-1000 V cable | km | 0.6 |  | 0
|  | AVBbShv-4x240-1000 V cable | km | 0.3 |  | 0
|  | Single-core cable 1×150 | km | 9.9 |  | 0
|  | Power cable VVHng 3x2.5 mm2 | km | 3 |  | 0
|  | Power cable VVHng 3x1.5 mm2 | km | 2 |  | 0
|  | Power copper cable 1 | km | 1 |  | 0
|  | Power copper cable 2 | km | 1 |  | 0
|  | AVVG cable 2x6mm | km | 2.67 |  | 1
|  | AVVG cable 4x6mm | km | 1.36 |  | 0
|  | Power cable 0.4-1 kV cross section up to 120 mm2 | km | 3 |  | 0
|  | Wire VVGng-3x2.5 | km | 0.9 |  | 0
|  | Cable with PVC sheath V-VMvKhsas 0.6/1kV | km | 0.85 |  | 0
|  | Cable AVVGng-1 4x25 (NRSH, DNY-6A,B; NW of block 6, DNY-3A,B; NW of block 3) | km | 0.48 |  | 0
|  | AVVGng-1 4x35 cable (NGO-3A,B; NGO-6A,B; NDB-15m3-3A,B; NDB-15m3-6A,B) | km | 0.25 |  | 0
|  | AVVGng-1 4x50 cable (PND-3A,B; PND-6A,B) | km | 0.29 |  | 0
|  | KVVG cable – 10x1.5 | km | 0.39 |  | 0
|  | KVVG cable – 10x2.5 | km | 0.22 |  | 0
|  | KVVG cable – 14x1.5 | km | 0.56 |  | 0
|  | KVVG cable – 14x2.5 | km | 0.26 |  | 0
|  | KVVG cable – 19x1.5 | km | 0.1 |  | 0
|  | KVVG cable – 19x2.5 | km | 0.68 |  | 0
|  | KVVG cable – 27x1.5 | km | 0.26 |  | 0
|  | KVVG cable – 27x2.5 | km | 0.52 |  | 0
|  | KVVG cable – 37x2.5 | km | 1 |  | 0
|  | Cable KVVG ng–27x0.75 | km | 0.07 |  | 0
|  | KVVG cable – 7x2.5 | km | 0.2 |  | 0
|  | Cable KVVHng 10x1.0 | km | 0.38 |  | 0
|  | KVVHng cable 10x1.5 | km | 1.5 |  | 0
|  | Cable KVVHng 14x1.0 | km | 1.03 |  | 0
|  | Cable KVVHng 14x1.5 | km | 2.5 |  | 0
|  | KVVHng cable 4x1.0 | km | 2.9 |  | 0
|  | KVVHng cable 4x2.5 | km | 0.25 |  | 0
|  | KVPB cable – 14x2.5 | km | 0.6 |  | 0
|  | KVPB cable – 27x2.5 | km | 0.3 |  | 0
|  | KVPH cable – 7x2.5 | km | 0.34 |  | 0
|  | KVRBG cable – 10x2.5 | km | 0.93 |  | 0
|  | KVRBG cable – 14x1.5 | km | 0.2 |  | 0
|  | KVRBG cable – 14x2.5 | km | 1.58 |  | 0
|  | KVRBG cable – 19x2.5 | km | 2.56 |  | 0
|  | KVRBG cable – 24x2.5 | km | 0.45 |  | 0
|  | KVRBG cable – 27x2.5 | km | 1.56 |  | 0
|  | KVRBG cable – 4x2.5 | km | 0.97 |  | 0
|  | KVRBG cable – 7x2.5 | km | 0.2 |  | 0
|  | KNRBG cable – 14x2.5 | km | 0.74 |  | 0
|  | Compensation cable PTGVT-HK | km | 0.14 |  | 0
|  | Power cable | km | 0.2 |  | 0
|  | Electric cable, type ВВГнг (PVS insulation, PVS sheath, non-covering, flame-resisting) 4x150mm2 | km | 0.2 | 0 | 0
|  | Copper power cable 0.6/1kV, 4x10+2x1.5mm2 | km | 0.06 |  | 0
|  | Power cable of low and medium voltage | km | 23.29 |  | 0
|  | Copper cable in insulation 0.6/1kV 5x4+as4 mm2 | km | 0.004 |  | 0
|  | Copper cable in insulation 0.6/1kV 19x1.5+as1.5 mm2 | km | 0.003 |  | 0
|  | Electric cable - tag drum: 35-0.6/1KV-3G10-FR-01 | km | 4.63 |  | 0
|  | Aluminum cable Cabelte-Cabos Elect Telef SAE-D ARE4*E4*X 0.6/1kV 4x16 | km | 0.65 |  | 0
|  | Power copper cable TKF-YMz1Kh B2ca-s1,d1,a1 0.6/1 kV 4x16rs+2x1.5rm 0.6/1kV, 4x16+2x1.5mm2 | km | 4 |  | 0
|  | Power copper cable VO-YMvKasmbVDEN-klgy4x6+4x1.5/6 msDRKNN 0.6/1kV, 4x6+4x1.5mm2 | km | 0.5 |  | 0
|  | Power copper cable TKF-YMz1Kh B2ca-s1, d1, a1 4x10rm+2x1.5rm 0.6/1kV, 4x10+2x1.5mm | km | 1 |  | 0
|  | Power cable, copper | km | 1 |  | 0
|  | Electric cable 0.4-1 kV | km | 0.31 |  | 0
|  | Electric power cable N07V-K 1x10 0.4 kV | km | 0.5 |  | 0
|  | Electric power cable FG70R 0.6-1 kV 3x35 | km | 1 |  | 0
|  | Electric power cable NO7V-K 1x16 | km | 0.7 |  | 0
|  | Copper power cable | km | 0.003 |  | 0
|  | Cable PV3 1x240 | m | 300
| Power cable 0.4-1 kV Total |  |  | 604.88 | 0 | 158.6
| Power cable 6-35 kV | AVVG 4x95 | km | 30.84 |  | 0
|  | APvEgaPu-35 1x240(g)/50 | km | 0.51 |  | 0
|  | APvEgaPu-35 1х400/50 | km | 5.03 |  | 0
|  | Cable XRUHAKS 20/35 kV 120 mm | km | 0.6 |  | 0.6
|  | Cable XRUHAKS 20/35 kV 150 mm | km | 0.6 |  | 0
|  | Cable XRUHAKS 20/35 kV 240 mm | km | 0.16 |  | 0.6
|  | cable AAB2LShv 3х120-10 (ож) | km | 2 |  | 0
|  | cable AAB2LShv 3х70-10 (ож) | km | 2 |  | 0
|  | Cable AABl 3x95 | km | 1 |  | 0
|  | Cable AABl-10 3x185 | km | 0.8 |  | 0
|  | Cable AABl-10 3x240 | km | 0.38 |  | 0
|  | Cable АВБбШв 4x150-1 | km | 0.48 |  | 0
|  | AVVG cable 3x25+1x16 | t | 2.29 |  | 0
|  | Cable AVVG 3x35 | km | 1 |  | 0
|  | AVVG 3x8 cable | km | 1 |  | 0
|  | AVVG cable 4x25 | km | 0.36 |  | 0
|  | AVVG cable 4x35 | km | 0.8 |  | 0
|  | AVVG cable 4x50 | km | 1.56 |  | 0
|  | AVVG cable 4x70 | km | 1.76 |  | 0
|  | AVVG cable 4x95 | km | 1.44 |  | 0
|  | ApvEgaPU-35 cable 3x (1x120/16) | km | 0.5 |  | 0
|  | ApvEgaPU-35 cable 3x (1x95/16) | km | 0.5 |  | 0
|  | APvEgaPu-15 cable 1x120/25 | km | 2.07 |  | 0
|  | Cable APvEgaPu-15 1x240/25 | km | 3.55 |  | 0
|  | Cable ASB 10 3*240 | km | 0.5 |  | 0
|  | cable ASBL 10 3x120 | km | 10 |  | 0
|  | cable ASBL 10 3x240 | km | 10 |  | 0
|  | ASBl cable 3x120 | km | 8 |  | 0
|  | ASBl cable 3x240 | km | 2.25 |  | 0
|  | Cable ВБбШв 3x70 | km | 12 |  | 0
|  | cable VBBSHV 3x95 | km | 1.5 |  | 0
|  | VVHng cable 4x16 | km | 1 |  | 0
|  | VVHng cable 4x2.5 | km | 2 |  | 0
|  | VVHng cable 4x25 | km | 1 |  | 0
|  | VVHng cable 4x4 | km | 1 |  | 0
|  | VVHng cable 4x6 | km | 2 |  | 0
|  | Cable VvEBbShv | km | 1 |  | 0
|  | Cable ВЕВБбШв 1.2 3х50+1х10, or similar | km | 2.5 |  | 0
|  | Cable ВЕВБбШв 1.2 3х95+1х10, or similar | km | 2.5 |  | 0
|  | Cable VEVBbShv 6 3x50+1x10, or similar | km | 2 |  | 0
|  | Cable VEBBbShv 6 3x70+1x10, or similar | km | 2.5 |  | 0
|  | Cable VEBBbShv 6 kV 3x35+1x10 | km | 1.9 |  | 0
|  | CABLE VEBBBSHV-6 3X70+1X10 | km | 4 |  | 0
|  | Cable VEVBbShv-6 3x35+1x10 | km | 1.5 |  | 0
|  | Cable VEVKbShv 3x120 6 kV | km | 4 |  | 0
|  | Cable KGVSH-8x1.5-1, or similar | km | 0.4 |  | 0
|  | Cable KGESHv-3x16+1x10+3x4, or similar | km | 0.5 |  | 0
|  | Cable KGESHv-3x35+1x10+3x4, or similar | km | 0.5 |  | 0
|  | Cable KGESHv-3x50+1x10+3x4, or similar | km | 1 |  | 0
|  | Cable KGESHv-3x70+1x10+3x4, or similar | km | 0.5 |  | 0
|  | KGESHv cable 3x10+3x2.5+1x6 | km | 0.3 |  | 0
|  | Cable KGESHv 3x50+3x4+1x10 | km | 0.6 |  | 0
|  | KSHA cable 1x4x0.6, or similar | km | 2 |  | 0
|  | Cable KTPEPShv 20x2x0.7, or analog | km | 4 |  | 0
|  | Cable KTPEPShv 30x2x0.7, or analog | km | 3.5 |  | 0
|  | Cable PvEVng-6 3x120/25 | km | 1 |  | 0
|  | Cable PvEVng-6 3x50/25 | km | 1 |  | 0
|  | Cable PvEVng-6 3x70/25 | km | 1 |  | 0
|  | Cable PvEVng-6 3х95/25 | km | 1 |  | 0
|  | SBV cable 3x120 | km | 2 |  | 0
|  | Cable SBV 3x50 | km | 0.3 |  | 0
|  | SBV cable 3x90 | km | 6 |  | 0
|  | Power cable AABl 3X120 | km | 1.4 |  | 0
|  | Power cable AABl 3X150 | km | 1.08 |  | 0
|  | Power cable AABl 3X185 | km | 0.36 |  | 0
|  | Power cable AABl 3X240 | km | 0.36 |  | 0
|  | Power cable AABl 3X50 | km | 0.24 |  | 0
|  | Power cable AABl 3X70 | km | 1.2 |  | 0
|  | Power cable AABl 3X95 | km | 1.8 |  | 0
|  | Power cable with sewn polyethylene insulation with a voltage of 10 kV 1x120 A | km | 10 |  | 0
|  | APV wire 3x16 | km | 0.2 |  | 0
|  | APV wire 3x95 | km | 0.2 |  | 0
|  | Power cable 10 kV (AABl-10 3x50) | km | 4.63 |  | 0
|  | Power cable 10 kV (AABl-10 3x70) | km | 11 |  | 0
|  | Power cable 20 kV with insulation from cross-linked polyethylene cross-section 1x120/70 mm2 | km | 6.7 |  | 1
|  | Power cable 20 kV with insulation from cross-linked polyethylene cross-section 1x150/70 mm2 | km | 1.1 |  | 1
|  | Power cable 20 kV with insulation from cross-linked polyethylene cross-section 1x240/70 mm2 | km | 14.49 |  | 1
|  | Power cable 20 kV with cross-linked polyethylene insulation with a cross-section of 1x400/70 mm2 | km | 11.4 |  | 1
|  | Power cable 20 kV with insulation from cross-linked polyethylene cross-section 1x500/95 mm2 | km | 6 |  | 1
|  | Power cable 20 kV with cross-linked polyethylene insulation with a cross-section of 1x70/25 mm2 | km | 35.1 |  | 1
|  | Power cable 3x95 | km | 6.25 |  | 0
|  | Power cable 3x120 | km | 10.22 |  | 0
|  | Power cable 3x150 | km | 4.8 | 0 | 0
|  | Power cable SBVSH-1-3*95 | km | 0.5 |  | 0
|  | Cable 3x240 | km | 1.49 |  | 0
|  | VVG cable 3x25 | km | 5 |  | 0
|  | VVG cable 3x120 | km | 3 |  | 0
|  | Cable VEVBbShv 3x50 | km | 2.91 |  | 0
|  | Cable APvEgaPu-35-1x630(g)/35 | km | 1 |  | 0
|  | Cable ASBl-10-3x120 (oz)-10 | km | 0.44 |  | 0
|  | Cable ASBl-10-3x240 (oz)-10 | km | 0.44 |  | 0
|  | Cables: VVHng; KG; ВБбШв; high-voltage AABL | km | 1.58 |  | 0
|  | Cross-linked polyethylene cable 120 mm for a voltage of 20 kV | km | 27.8 |  | 0
|  | Cable 3x50 + 1x25 | km | 0.2 |  | 0
|  | Cable 3x70 + 1x35 | km | 0.2 |  | 0
|  | Cable 3x70 | km | 0.2 |  | 0
|  | High-voltage power cable ASBl-10 3x150, 10 kV, 50 Hz | km | 0.2 |  | 0
|  | High-voltage power cable ASBl-10 3x120, 10 kV, 50 Hz | km | 0.4 |  | 0
|  | High-voltage power cable ASBl-10 3x95, 10 kV, 50 Hz | km | 0.18 |  | 0
|  | High-voltage power cable ASBl-10 3x70, 10 kV, 50 Hz | km | 0.4 |  | 0
|  | High-voltage power cable ASBl-10 3x50, 10 kV, 50 Hz | km | 0.2 |  | 0
|  | High-voltage power cable SBG 3x50, 10 kV, 50 Hz | km | 0.4 |  | 0
|  | AC 50 wire | km | 1 |  | 0
|  | Cable ASBl-10 3x70 | km | 0.5 | 0 | 0
|  | Power cable with sewn polyethylene insulation with a voltage of 10kV 1x150A | km | 20 | 0 | 0
|  | Cable AlSl.Red.Pant.Al 12/20kV, 1x240mm2 | km | 0.003 | 0 | 0
|  | Cable ASBl-10 3x120 | km | 1.5 | 0 | 0
|  | Cable ASBl-10 3x95 | km | 1.5 | 0 | 0
|  | Power cable 10-24 kV cross section up to 240 mm2 | km | 20 |  | 0
|  | XRUHAKXS 1x120RMC/50 8.7/15 (17.5) kV | km | 0.3 |  | 0
|  | XRUHAKXS 1x240RMC/50 8.7/15 (17.5) kV | km | 0.3 |  | 0
|  | XRUHAKXS 1x50RMC/16 8.7/15 (17.5) kV | km | 0.3 |  | 0
|  | FLAME-X 950 (APVBbShv-1) 4x120 | km | 0.3 |  | 0
|  | Cable ASBl-10 3x185 | km | 0.5 | 0 | 0
|  | AASHV power cable 3*120 mm2 | km | 0.1 |  | 0
|  | Cable AABGng-6 2(3x185) (FEMALE-3.6A) | km | 0.13 |  | 0
|  | Cable AABGng-6 (3x185) (FEMALE-3.6B, FEMALE-3.6B) | km | 0.27 |  | 0
|  | Cable AABGng-6 3x70 (KEN-3A, KEN-3B, KEN-3B, 65-T) | km | 1.04 |  | 0
|  | Cable AABGng-6 3x95 (RV-3, PMT-6, PMT-3) | km | 0.01 |  | 0
|  | High-voltage cable VBbshv-3x120 6kV | km | 1.8 |  | 0
|  | Power cable 35 kV with cross-linked polyethylene insulation | km | 3 |  | 0
|  | Power cable 35 kV with cross-linked polyethylene insulation (APvEgPng-3x(1x240) or analogues) cross-section 240 mm2 | km | 2.7 |  | 0
|  | Power cable | km | 18.1 |  | 0
|  | Cable 10kV SB2lH 3x185 | km | 3 |  | 0
|  | Cable PvEVngd-10 3x240/25 | km | 0.61 |  | 0
|  | ASBl cable 1x400 | km | 1 |  | 0
|  | Electric cable CavoARP1H5EX 3x1x240 mm2 12/20 kV | km | 2.43 |  | 0
|  | Power cable 6-35 kV | km | 0.35 |  | 0
| Power cable 6-35 kV Total |  |  | 415.793 | 0 | 7.2
| The wire is insulated | Cable VBbShvng 3*10+1*6 | km | 0.5 |  | 0
|  | Cable | km | 4.3 |  | 0
|  | Cable 10 kV AABl 3x120 | km | 1 |  | 0
|  | Cable 10 kV AABl 3x70 | km | 1 |  | 0
|  | KVVGeng cable - 4x2.5 | km | 3 |  | 0
|  | Cable AABl-10 3x240 | km | 4 |  | 0
|  | Cable АВБбШв 4*120 | km | 0.5 |  | 0
|  | Cable АВБбШв 4*240 | km | 0.5 |  | 0
|  | Cable АВБбШв 4x25 | km | 0.3 |  | 0
|  | Cable ASB 3x150 | km | 3 |  | 0
|  | Cable ASBG 3x35 | km | 1 |  | 0
|  | Electric cable FG70R 3x10 | km | 0.6 |  | 0
|  | Cable KVBbShv 14x2.5 | km | 0.3 |  | 0
|  | KVVHng cable - 10 x 1.5 mm2 | km | 3 |  | 0
|  | KVVHng cable - 14 x 1.5 mm2 | km | 3 |  | 0
|  | KVVHng cable - 4 x 2.5 mm2 | km | 3 |  | 0
|  | KVVHng cable - 7 x 2.5 mm2 | km | 3 |  | 0
|  | PV cable 1x2.5 | km | 1 |  | 0
|  | PVA cable 2x1.5 | km | 1 |  | 0
|  | PVA cable 3x1.5 | km | 1 |  | 0
|  | Single core in PVC insulation 1*2.5 | km | 10 |  | 10
|  | Monocore in double insulation 14*1.5 | km | 3 |  | 3
|  | Monocore in double insulation 4*2.5 | km | 3 |  | 3
|  | Monocore in double insulation 7*2.5 | km | 3 |  | 3
|  | Wire (SIP) 4*95 | km | 10 |  | 0
|  | The wire is insulated. Commutative | km | 10 |  | 10
|  | PVA wire 4x2.5 | km | 0.92 |  | 0
|  | PVA wire 4x4 | km | 1 |  | 0
|  | PVA wire | km | 3.75 |  | 0
|  | PPV wire 3x2.5 mm2 | km | 1 |  | 0
|  | PPV wire 2x1.5 mm2 | km | 1 |  | 0
|  | APPV wire 3x2.5 mm2 | km | 1.2 |  | 0
|  | PVA wire 3x1.5 mm2 | km | 1 |  | 0
|  | PVA wire 3x2.5 mm2 | km | 1 |  | 0
|  | The wire is insulated up to 20 kV | km | 15 |  | 0
|  | Wire APV-1, 6 mm2 | km | 4.4 |  | 0
|  | Cable ASBL-10 3X120 mm² | km | 4.38 |  | 0
|  | High-voltage cable | km | 0.25 |  | 0
|  | Wire (SIP) 2*25 | km | 5 |  | 0
|  | PV-3 copper wire 1x1.0, m | km | 1 |  | 0
| Insulated wire Result |  |  | 114.9 |  | 29
| The wire is not insulated | Wire A 35 | km | 253.37 | 0 | 0
|  | APB wire for 100 kVA 2.36 mm. | km | 5.45 | 0 | 0
|  | APB wire for 160 kVA 2.65 mm. | km | 5.22 | 0 | 0
|  | APB wire for 250 kVA 3.15 mm. | km | 2.16 | 0 | 0
|  | APB wire for 40 kVA 1.5 mm | km | 5.93 | 0 | 0
|  | APB wire for 400 kVA 4.00 mm. | km | 3.53 | 0 | 0
|  | APB wire for 63 kVA 1.9 mm. | km | 7.02 | 0 | 0
|  | Wire AC 120/19 | km | 113.63 | 0 | 2.2
|  | Wire AC 150/24 | km | 154.7 | 0 | 0
|  | AC 35 wire | km | 37 |  | 0
|  | AC wire 35/6.2 | km | 421.04 | 0 | 114.85
|  | Wire AC 50/8 | km | 161.75 | 0 | 46.3
|  | Wire AC 50/8 | km | 37.1 |  | 10
|  | Wire AC 600/72 | km | 0.1 | 0 | 0
|  | Wire AS 95/16 | km | 220.98 | 0 | 1.01
|  | AC-50/8 wire | km | 281.62 | 0 | 0
|  | Wire AC 185/29 | km | 124.5 | 0 | 0
|  | Wire AS 240/39 | km | 81.85 | 0 | 0
|  | Wire AS 70/11 | km | 291.65 | 0 | 0
|  | Wire AC 300/48 | km | 7.91 | 0 | 0
|  | Wire AC 150/24.0 | km | 3.3 |  | 0
|  | Wire AC 185/24 | km | 170.28 | 0 | 2.21
|  | Wire AS 240/32 | km | 30.38 | 0 | 0.5
|  | Wire AS 150/19 | km | 9.35 | 0 | 0
|  | Wire AS 300/39 | km | 33.8 | 0 | 1.2
|  | Wire A 50 | km | 454.32 | 0 | 10
|  | AC 50 wire | km | 508.62 | 0 | 0
|  | Wire A 70 | km | 10.24 | 0 | 0
|  | AC 300 wire | km | 5 |  | 0
|  | AC 120 wire | km | 2 |  | 0
|  | ASO 300 wire (ACSR 300) | km | 0.81 | 0 | 0
|  | Wire A 95 | km | 11 |  | 0
|  | Wire AS 120/27 | km | 10 |  | 0
|  | Wire AC 150/24 | km | 10 |  | 0
|  | Wire AS 185/24 | km | 1 |  | 0
|  | Wire A 25 | km | 30.29 |  | 0
|  | AC 70 wire | km | 3 |  | 1
|  | AC 95 wire | km | 3 |  | 1
|  | ASO 240 wire (ACSR 240) | km | 0.95 | 0 | 0
|  | AC-150 steel-aluminum wire | km | 63.37 | 0 | 0
|  | AC-185 wire | km | 62.6 |  | 0
|  | Wire AC-500/26 | km | 0.25 |  | 0
|  | Wire AC 500/336 | km | 3.75 | 0 | 0
|  | Wire (SIP) 2*16 | km | 28.18 |  | 0
|  | Steel-aluminum wire, non-insulated with a cross-section of 120-400 mm2 | km | 1.22 | 0 | 1.22
|  | AC-185 steel-aluminum wire | km | 8 | 0 | 0
|  | The wire is not insulated A-50 | t | 3 |  | 0
|  | Wire AC-600 | km | 0.6 |  | 0
|  | Wire AC-300 | km | 0.5 |  | 0
|  | AC-240 wire | km | 0.76 |  | 0
|  | Copper wire soft non-insulated 50 mm2 | km | 0.054 |  | 0
|  | Copper wire rigid uninsulated Cu-Seil blank hart 150 mm2 | km | 0.083 |  | 0
| Non-insulated wire Result |  |  | 3686.217 | 0 | 191.49
| Self-supporting insulated wire (SIP) | Cable SIP-4 2x16 | km | 0.5 |  | 0
|  | Cable SIP.4 4x95 | km | 1.5 |  | 0
|  | Wire (SIP) 1*70 | km | 116.43 |  | 0
|  | Wire (SIP) 4*120 | km | 6 |  | 0
|  | Wire (SIP) 4*16 | km | 72.13 |  | 0
|  | Wire (SIP) 4*25 | km | 73.54 |  | 0
|  | Wire (SIP) 4*35 | km | 289 |  | 0
|  | Wire (SIP) 4*50 | km | 285.39 |  | 5
|  | Wire (SIP) 4*70 | km | 28.08 |  | 0
|  | Wire (SIP) 4*95 | km | 8.26 |  | 0
|  | Wire AsXSn 4x35 or agnalog | km | 10 |  | 0
|  | Wire AsXSn 4x50 or agnalog | km | 50 |  | 0
|  | Wire AsXSn 4x95 | km | 7.04 |  | 0
|  | Wire AsXSn 4x35 | km | 6 |  | 2
|  | Wire AsXSn 4x50 | km | 10.2 |  | 3
|  | Wire AsXSn 4x70 | km | 2 |  | 2
|  | Wire self-supporting SIP 2x16 | km | 0.8 |  | 0
|  | SIP wire 3 1*70 | km | 3.5 |  | 0
|  | SIP wire 4x35 | km | 15 | 0 | 0
|  | SIP wire 5ng 4x35 | km | 20 |  | 0
|  | Wire SIP ng 5 2*16 | km | 30.55 |  | 0
|  | Wire SIP ng 5 4*16 | km | 7 |  | 0
|  | Wire SIP ng 5 4*25 | km | 2 |  | 0
|  | Wire SIPn 5 4*35 | km | 3 |  | 0
|  | Wire SIPn 5 4*95 | km | 1.6 |  | 0
|  | SIPn-4 wire 2x16 mm² | km | 500 |  | 500
|  | SIPn-4 wire 4x16 mm² | km | 150 |  | 150
|  | wire AsXSn 4x35 | km | 31.53 |  | 0
|  | wire AsXSn 4x50 | km | 94.07 |  | 0
|  | wire AsXSn 4x70 | km | 26.73 |  | 0
|  | Self-supporting cable ADSS 128 fibers | km | 0.3 |  | 0
|  | SIP ASXsn 4x50-0.6/1 | km | 4 |  | 0
|  | Wire SIP-3n-20 1x50 | km | 1 |  | 0
|  | SIP wire 4x50 | km | 34.35 | 0 | 0
|  | Insulated wire SIP 5Ng 4x35 mm | km | 30 |  | 0
|  | Insulated wire SIP 5Ng 4x95 mm | km | 5 |  | 0
|  | SIP WIRE (5ng) 2X16 | km | 37.2 |  | 4.62
|  | SIP wire (5ng) 4x50 | km | 67.93 |  | 8
|  | SIP WIRE (5ng) 4X70 | km | 63.04 |  | 5
|  | SIP WIRE (5ng) 4X35 | km | 70.02 |  | 20
|  | SIP WIRE (5ng) 4X95 | km | 30.43 |  | 3
|  | SIP WIRE (5ng) 4X120 | km | 2 |  | 1
|  | SIP WIRE 4X16 | km | 7.76 |  | 0
|  | SIP WIRE (5ng) 4X25 | km | 2.1 |  | 0
|  | SIP wire 4x120 | km | 6 |  | 0
|  | SIP5 cable - 4x35 | km | 1 |  | 0
|  | SIP WIRE (5ng) 2X25 | km | 0.2 |  | 0
|  | SIP 4x35 | km | 1.04 |  | 0
|  | SIP 2x16 | km | 4 |  | 0
|  | Wire SIPn-4 4x35 | km | 0.1 |  | 0
|  | Wire SIPn-4 4x50 | km | 3.2 |  | 0
|  | Wire SIPn-4 4x95 | km | 3 |  | 0
|  | SIP wire 4x16 | km | 0.3 |  | 0.3
|  | SIP wire 4x35 | km | 0.3 |  | 0.3
|  | Self-supporting insulated wire SIP-4 4x70 | km | 4.23 |  | 0
|  | Self-supporting insulated wire 4x50mm | km | 17.37 |  | 10
|  | Self-supporting insulated wire SIP4 with a section of 50 mm sq. | km | 42.86 |  | 0
|  | The wire is isolated SIP 4*35 | km | 18.99 |  | 5
|  | The wire is insulated SIP 4*95 | km | 0.99 |  | 1
|  | The wire is isolated SIP 2*16 | km | 200 |  | 50
|  | The wire is isolated SIP 4*16 | km | 45.97 |  | 20
|  | Wire SIP SIP-4 4x70 | km | 0.128 |  | 0
|  | SIP wire 5ng 4*50 | km | 63.64 |  | 0
|  | SIP wire 5ng 4*70 | km | 58.92 |  | 0
|  | Wire (SIP) 2*16 | km | 10 |  | 0
|  | Insulated wire SIPng-5 4x70 | km | 9.77 |  | 0
|  | Insulated wire SIPng-5 4x95 | km | 10.2 |  | 0
|  | SIP wire 4x70 | km | 22.68 | 0 | 10
|  | Wire SIP-5ng 2x16 | km | 46.31 |  | 0
|  | wire AsXSn 2x16 | km | 200 |  | 0
|  | wire AsXSn 4x16 | km | 10 |  | 0
|  | SIP wire 1x50 | km | 5 |  | 0
|  | SIP wire 2x16 | km | 2.17 |  | 0
|  | SIP wire 4x95 | km | 7.55 |  | 0
|  | SIP-4 2x25 | km | 1.25 |  | 0
|  | SIP wire ARExE4xX-0.6/1 kV KVEZ 2*16mm2 | km | 1.06 |  | 0
|  | Wire 10 kV SIP-20 1x70 | km | 1 |  | 0
| Self-supporting insulated wire (SIP) Total |  |  | 3006.208 | 0 | 800.22
Cable products Total |  |  |  | 12962.874 | 0.1 | 1196.815
Computer equipment and office equipment | Other computer equipment | Canon GX6040 | piece | 5 |  | 0
|  | IC693ALG391G Output Analog 2PT Current (analog output module) | piece | 4 |  | 4
|  | IC693BEM341-CD FIP Controller 2.5MHz (communication module) ALSPA C80-35 PLC module, providing FIP communications with other devices | piece | 4 |  | 4
|  | IC693MDL645H Input 7.5ma 24VDC 16PT POS/NEG Logic (discrete input module) | piece | 2 |  | 2
|  | IC695ETM001-EJ RX3I Ethernet Module 10/100 MBits, W/Switch (LAN interface module) | piece | 2 |  | 2
|  | IP camera hikvision DS-2CD2021G1-I | piece | 2 |  | 0
|  | LGV300 HC2 (cooling compressor pressure sensor) | piece | 3 |  | 0
|  | Operator station | piece | 3 |  | 0
|  | TTM 211/IP166 Thyristor Triggering Module (thyristor control pulse generator) | piece | 4 |  | 4
|  | Multifunctional devices | piece | 1 |  | 0
|  | BFP Canon i-SENSYS MF3010 or similar | piece | 2 |  | 0
|  | BFP Epson L15160 A3 or similar | piece | 2 |  | 0
|  | Video head for a tripod | piece | 1 |  | 0
|  | Video head for tripod Manfrotto MVH500AH Fluid (MVH500AH) | piece | 1 |  | 0
|  | Input analog module IC693ALG220J Input analog 4PT voltage (Alstom code C0401700) | piece | 10 |  | 0
|  | Speed sensor IA5122 IAE2010 – FRKG ifm electronic | piece | 4 |  | 4
|  | Electro-hydraulic converter NEYRPIC TR-10 | piece | 2 |  | 0
|  | GoPro Hero9 camera | piece | 1 |  | 0
|  | Module NEYRPIC T.SLG Servo positioning controller | piece | 1 |  | 0
|  | NEYRPIC T.SLG Unit Processing Controller module | piece | 1 |  | 0
|  | CPU module CPU310 IC695CPU310-GW RX3i 300 MHZ CPU (Alstom code C0406400) | piece | 12 |  | 0
|  | Monitor | piece | 98 |  | 0
|  | MFP HP LJ Pro M428dw with Wi-Fi | piece | 25 |  | 10
|  | Lens | piece | 2 |  | 0
|  | Sony FE 24-105mm f/4 G OSS lens | piece | 1 |  | 0
|  | Tamron 28-75mm f/2.8 VXD Di III G2 lens | piece | 1 |  | 0
|  | Operator panels DROP250 DELL OptiPlex XE Dual Monitors Windows 10 LTSC + Dell Pro Stereo Soundbar AE515M | piece | 3 |  | 0
|  | Operator panels Panel Mount PC, 19 INCH Display, Windows 10 loT Ent 2019 LTSC x64. | piece | 3 |  | 0
|  | Optical box "Sofetek FTB P01" | piece | 30 |  | 0
|  | Plotter Canon TM-200 or similar | piece | 1 |  | 0
|  | Camera | piece | 2 |  | 0
|  | Camera SONY Alpha a7C Body Black | piece | 1 |  | 0
|  | Camera SONY Alpha a7S III body | piece | 1 |  | 0
|  | Tripod | piece | 1 |  | 0
|  | Tripod Manfrotto 055 CARBON FIBER 3-S TRIPOD | piece | 1 |  | 0
|  | Canon i-SENSYS MF461dw | piece | 20 |  | 0
|  | Canon DR-F120 | piece | 2 |  | 0
|  | BFP Canon i-SENSYS MF461dw | piece | 20 |  | 0
|  | Cartridge 070H for BFP Canon i-SENSYS MF461dw | piece | 40 |  | 0
|  | MFP Canon MAXIFY GX6040 with Wi-Fi, Ethernet, ADF (4470C009AA) | piece | 5 |  | 0
|  | Canon imagePROGRAF TM-350 MFP Lm36 | piece | 1 |  | 0
|  | 3D printer | piece | 1 |  | 0
|  | Love&Life: Automotive technical endoscope with a 4.3" display Inscam 113, 8 mm diameter, with 1080P recording, 4.7 | piece | 2 |  | 0
|  | Boblov K09 | piece | 21 |  | 0
|  | Monitor 23.8" Samsung S24C330 (LS24C330GAIXCI) | piece | 50 |  | 0
| Other computer equipment Total |  |  | 399 |  | 30
| Quadcopters | UAV Quadrocopter with laser gas detector | piece | 1 |  | 0
|  | Drones | piece | 50 |  | 0
|  | Quadcopter, 15 km | piece | 11 |  | 0
|  | Quadcopter, 2 km, DJI Phantom 3 Professional | piece | 2 |  | 0
|  | Quadcopters with a gas detector | piece | 1 |  | 0
|  | Chasing M2 underwater drone with 200 m cable | piece | 1 |  | 0
|  | Quadcopters | piece | 2 |  | 0
|  | DJI Matrice 300 RTK | piece | 4 |  | 0
| Quadcopters Result |  |  | 72 |  | 0
| Computers and laptops | 15.6" HP EliteBook 850 G4 (1920x1080) LED IPS/ Intel Core i7-7600U (2.80-3.90GHz, 2 cores, 4 threads, 4mb Cache/ 16GB DDR4/ 256GB SSD M.2 NVME | piece | 38 |  | 15
|  | Apple iPad Pro 12.9" M1 Wi-Fi 1TB 2021(5 Gen) | piece | 4 |  | 4
|  | Dell OptiPlex 3080 MFF / i3-10105T (N212O3080MFF_WP) | piece | 27 |  | 10
|  | Desktop Dell Optiplex 7060, Windows 10 | piece | 1 |  | 1
|  | Laptop | piece | 2 |  | 0
|  | Laptop Dell Latitude 7390, Windows 10 Pro | piece | 11 |  | 0
|  | Workstation | piece | 1 |  | 0
|  | Computer included | piece | 40 |  | 0
|  | Computer Impression P+410 | piece | 1 |  | 0
|  | Laptop | piece | 321 |  | 78
|  | Laptop Apple MacBook Pro M1 Max Chip 16" 1TB Silver (MK1H3) | piece | 1 |  | 0
|  | Operator panels Panel Mount PC, 19 INCH Display, Windows 10 loT Ent 2019 LTSC x64. | piece | 3 |  | 0
|  | Dell Latitude 5425 technology computer for organizing work with ABB FOX-515 multiplexers and protection kits | piece | 5 |  | 0
|  | Technological computer DELL Precision 5550, for organizing work with ABB FOX-515 multiplexers and protection kits | piece | 20 |  | 0
|  | Technological computer for organizing work with ABB FOX-515 multiplexers and protection sets | piece | 8 |  | 0
|  | Office computer | piece | 60 |  | 0
|  | Workstations | piece | 195 |  | 0
|  | COMPUTER LENOVO IDEACENTRE AIIO 3 27IAP7 / I3-1215U (F0GJ00FPUO) | piece | 10 |  | 0
|  | Laptop | piece | 2 |  | 0
|  | Computer | piece | 13 |  | 0
|  | Laptops | piece | 10 |  | 0
|  | Laptop Dell Latitude 3540 (N015L354015EMEA_VP) | piece | 10 |  | 0
|  | Computer Dell OptiPlex 7010 MT / i5-12500, 8, 512, ODD, kl+m, Win11P (N013O7010MT) | piece | 20 |  | 0
|  | Standard PC Dell Optiplex 3080 Micro \Intel i3-10105T\8Gb\SSD512\Ethernet\USB Keyboard+Mouse mATX TOWER | piece | 50 |  | 0
|  | Dell Vostro 5515 laptop | piece | 20 |  | 0
|  | A personal computer OptiPlex Micro (7010) (or similar) | piece | 26 |  | 0
|  | Laptop DELL Vostro 3525 (or analogue) | piece | 44 |  | 0
|  | Monitor Dell SE2422H (or similar) | piece | 52 |  | 0
|  | Computer | piece | 8 |  | 0
|  | System unit Intel Core i3-10100/ASUS PRIME H410M-A/CSM/DDR4 8Gb/240GB SSD/KBS-270/CS104B-500W | piece | 100 |  | 0
| Computers and laptops Total |  |  | 1103 |  | 108
| Components for computer equipment | CANON 057H | piece | 20 |  | 0
|  | Canon 719H | piece | 20 |  | 0
|  | Computer Mouse | piece | 1 |  | 1
|  | Keyboard | piece | 1 |  | 1
|  | Kingston XS2000 4TB USB 3.2 SSD (SXS2000/4000G) | piece | 4 |  | 0
|  | Remote speaker-microphone RM780 | piece | 100 |  | 0
|  | 1TB hard drive | piece | 6 |  | 0
|  | 4TB hard drive | piece | 2 |  | 0
|  | Hard drives for servers | piece | 6 |  | 0
|  | Cable loop JE-H(St)H BO 180/E30 2x2x0.8 mm; | piece | 1 |  | 0
|  | Monitor Samsung 32" LS32BG700 (LS32BG702EIXUA) | piece | 1 |  | 0
|  | Monitor | piece | 30 |  | 0
|  | Monitor ACER D24Y | piece | 1 |  | 0
|  | Monitor Dell U24 12M | piece | 2 |  | 0
|  | Monitor HP ZR2440w Monitor, 24", display resolution: 1920*1200, IPS | piece | 1 |  | 1
|  | Information storage devices on hard disks | piece | 4 |  | 0
|  | RAM for servers | piece | 10 |  | 0
|  | SVO NZXT Kraken Z53 RGB (RL-KRZ53-R1) | piece | 2 |  | 0
|  | Noctua NH-U12A chromax.black cooling system | piece | 2 |  | 0
|  | Infrared soldering station with bottom heating for repairing computer equipment | piece | 1 | 0 | 0
|  | Monitor 24-26 inch Dell | piece | 25 |  | 0
|  | Dell EqualLogic PS6210X Storage Arrays | piece | 1 |  | 0
|  | Switch 48 ports | piece | 20 |  | 0
|  | SAN switch 24 ports | piece | 4 |  | 0
|  | NGF cisco firepower | piece | 3 |  | 0
|  | Video adapter Gigabyte GeForce RTX 4060 Windforce OC 8192MB (GV-N4060WF2OC-8GD) | piece | 2 |  | 0
|  | Intel Core i7-14700K | piece | 2 |  | 0
|  | RAM Kingston DDR5 24GB 7200Mhz FURY Renegade Silver/Black (KF572C38RS-24) | piece | 8 |  | 0
|  | SSD drive Kingston FURY Renegade 3D NAND TLC 4TB M.2 (2280 PCI-E) NVMe x4 (SFYRD/4000G) | piece | 4 |  | 0
|  | SSD drive Sandisk Extreme Portable Pro 4TB 2.5" USB 3.2 (SDSSDE81-4T00-G25) | piece | 4 |  | 0
|  | SSD drive Kingston FURY Renegade 3D NAND TLC 2TB M.2 (2280 PCI-E) NVMe x4 (SFYRD/2000G) | piece | 15 |  | 0
|  | Kingston KC3000 3D NAND TLC 1TB M.2 (2280 PCI-E) NVMe x4 SSD (SKC3000S/1024G) | piece | 20 |  | 0
|  | RAM G.Skill SODIMM DDR5-5600 16384MB PC5-44800 Ripjaws (F5-5600S4645A16GX1-RS) | piece | 10 |  | 0
|  | RAM Kingston Fury SODIMM DDR4-3200 16384 MB PC4-25600 Impact Black (KF432S20IB/16) | piece | 10 |  | 0
|  | RAM Kingston Fury SODIMM DDR4-3200 8192 MB PC4-25600 Impact Black (KF432S20IB/8) | piece | 10 |  | 0
|  | RAM Kingston Fury DDR4-3200 16384 MB PC4-25600 (Kit of 2x8192) Beast Black (KF432C16BBK2/16) | piece | 10 |  | 0
|  | Processor Intel Core i3-12100 3.3 GHz / 12 MB (BX8071512100) s1700 BOX | piece | 5 |  | 0
|  | H610M-HDV/M.2 R2.0 | piece | 5 |  | 0
|  | MSI MAG A550BN 550W | piece | 10 |  | 0
|  | Canon 725 | piece | 15 |  | 0
|  | SSD storage device 128GB 2.5'' SATA III | piece | 4 |  | 0
|  | HDD storage | piece | 5 |  | 0
|  | SSD drive | piece | 1 |  | 0
|  | HDD storage device HUAWEI | piece | 2 |  | 0
|  | Seagate Cheetah hard drive | piece | 11 |  | 0
|  | EqualLogic 600GB SAS 15K 6GBPS 3.5" w/tray 0944832-01 | piece | 11 |  | 0
|  | Dell 0933809-05 Server Sliding Rail Kit (for left side) | piece | 2 |  | 0
|  | Dell 0933809-05 Server Sliding Rail Kit (for right side) | piece | 2 |  | 0
|  | Motherboard MSI MAG Z790 TOMAHAWK MAX WIFI (s1700, Intel Z790) | piece | 2 |  | 0
|  | Power supply unit Be Quiet! Dark Power 12 850W (BN315) | piece | 2 |  | 0
|  | Cable HDMI-DVI 1.5v | piece | 5 |  | 0
|  | Monitor | piece | 200 |  | 0
| Components for computer equipment Total |  |  | 645 | 0 | 3
| Network equipment | Advanced Threat Deception | piece | 1 |  | 0
|  | Aruba 6300M 24SFP+ 4SFP56 Switch | piece | 1 |  | 1
|  | GoIP 4 GSM-VoIP Gateway Hybertone GoIP4 | piece | 10 |  | 10
|  | Identity Services Engine Cisco ISE | piece | 1 |  | 0
|  | Industrial NGFW | piece | 35 |  | 0
|  | NIM module | piece | 2 |  | 0
|  | OT Core | piece | 1 |  | 0
|  | Router | piece | 2 |  | 0
|  | SFP FoxGate SFP-1SM-1310nm-20SC | piece | 10 |  | 10
|  | SFP FoxGate SFP-1SM-1550nm-20SC | piece | 10 |  | 10
|  | SPAN Sensor Cisco IC3000 | piece | 35 |  | 0
|  | Starlink | piece | 2 |  | 0
|  | switch | piece | 6 |  | 0
|  | Adapter "SC/SC SM Simplex" | piece | 50 |  | 0
|  | Antenna A6 Aqueduct 806-2110 MHz, with SMA connector | piece | 20 |  | 20
|  | Antenna on a magnetic stand ICS-4G/3G/2G-05-M 800-2700 MHZ | piece | 20 |  | 20
|  | Hardware protection against complex threats McAfee Advanced Threat Defense 3100 Standard (Sandbox) | piece | 1 |  | 0
|  | McAfee Enterprise Security Manager, ELM and EvtRec 5700 Appl. | piece | 1 |  | 0
|  | Radware Alteon D5208 website protection hardware and software complex (AppWall module) | piece | 1 |  | 0
|  | Hardware and software complex for protection against DDoS attacks Radware DefensePro 6-02 | piece | 1 |  | 0
|  | Wireless router (router) | piece | 36 |  | 0
|  | Wireless router (router) MikroTik RB2011UiAS-2HnD-IN 8-30 V with external antenna | piece | 3 |  | 0
|  | Network inverter Fronius SYMO 20.0-3-M or similar | piece | 5 |  | 0
|  | Internet switch TP-Link TL-SG1008D | piece | 10 |  | 0
|  | IP PBX Grandstream UCM6204 IP PBX | piece | 2 |  | 2
|  | Controlled switch Mikrotik CRS125-24G-1S-IN 8-28 V | piece | 6 |  | 0
|  | Controlled switch MikroTik CRS226-24G-2S+IN 8-30 V | piece | 2 |  | 0
|  | Switch Cisco C1000-24FP-4G-L | piece | 5 |  | 0
|  | Switch Cisco WS-C2960X-48FPS-L | piece | 8 |  | 2
|  | Switch Aruba 2930F 24G PoE+ 4SFP Swch (JL261A) | piece | 4 |  | 4
|  | Switch ASUS GX-U1051 | piece | 1 |  | 0
|  | Switch HP 3600-24-PoE + v2 EI (JG301A) | piece | 5 |  | 0
|  | Switch HP 3600-48-PoE+ JG302A | piece | 5 |  | 0
|  | Switch Smart Microtik CRS326-24G-2S+RM | piece | 1 |  | 0
|  | The switch is controlled by Mikrotik CRS112-8G-4S-IN | piece | 1 |  | 0
|  | Local network switch | piece | 27 |  | 0
|  | SAN switch | piece | 20 |  | 0
|  | Data concentrator DC12 | piece | 500 |  | 500
|  | Router | piece | 8 | 0 | 0
|  | Cisco ISR4431-SEC/K9 router | piece | 3 |  | 0
|  | Media converter Foxgate MC-100-1000 SFP (EC-SFP1000-FE/GE) | piece | 6 |  | 6
|  | Step4Net media converter with power supply unit | piece | 50 |  | 0
|  | Network transceivers 1990-4065 HP ProCurve X132 J9150A 10Gbps 10GBase-SR Multi-mode Fiber 300m 850nm Duplex LC Connector SFP+ Transceiver Module | piece | 10 |  | 0
|  | Network transceivers FCLF-8521-3-HC Finisar 1.25Gbps 1000Base-T Copper 100m RJ-45 Connector SFP Transceiver Module | piece | 10 |  | 0
|  | FortiGate 101F-EU firewall | piece | 3 |  | 0
|  | Modems | piece | 150 |  | 150
|  | Module for inputting discrete, analog signals and outputting remote control commands MSU-10 | piece | 10 |  | 10
|  | A set of colored pigtails SC / UPC 1.5 m | piece | 10 |  | 0
|  | ABB equipment | piece | 1 | 0 | 0
|  | Optical box Sofetek FTB P01 | piece | 30 |  | 0
|  | ABB RTU-540CID01 processor module | piece | 2 |  | 2
|  | router RB4011iGS | piece | 1 |  | 0
|  | Motorola Capacity Max system server with a set of licenses | piece | 1 |  | 0
|  | Stationary 4G/3G WiFi router Huawei B593 LTE CPE | piece | 4 |  | 4
|  | Ubiquiti Networks Rocket 5ac Prism Gen2 Access Point (RP-5AC-Gen2). | piece | 4 |  | 4
|  | Access point MikroTik LHG LTE6 kit (RBLHGR&R11e-LTE6) | piece | 5 |  | 5
|  | Access point MikroTik LHGG LTE6 kit (RBLHGGR&R11e-LTE6) | piece | 5 |  | 5
|  | Access point MikroTik SXT LTE6 kit (RBSXTR&R11e-LTE6) | piece | 5 |  | 5
|  | Gateway VoIP-FXO D-Link DVG-6004S | piece | 10 |  | 10
|  | Optical connecting cord (patch cord) SC/UPC – SC/UPC ОцПс-1А1(1x1)-1.0 200m | piece | 10 |  | 0
|  | Switch 24 ports 1 gigabit | piece | 2 | 0 | 0
|  | Industrial cisco IR1101 router | piece | 5 |  | 0
|  | Access points Mikrotik Disc Lite5 ac | piece | 2 |  | 0
|  | Switch for 24 ports 1 gigabit | piece | 2 | 0 | 0
|  | Switchboard | piece | 5 |  | 0
|  | NETWORK SWITCH UBIQUITI USW-48 | piece | 4 |  | 0
|  | Modem for an electricity meter on a DIN rail | piece | 5 |  | 0
|  | Source of visible laser radiation MULTITEST MT3111m | piece | 2 |  | 0
|  | Automatic welding machine DVP-765 | piece | 1 |  | 0
|  | Optical reflectometer Multitest MO1235P | piece | 1 |  | 0
|  | Mikrotik RB5009UG+S+IN | piece | 3 |  | 0
|  | Switch TP-LINK TL-SG1005P 5x1GE / 4xPoE 56W, Unmanaged, Desktop | piece | 5 |  | 0
|  | TP-LINK LS1008G | piece | 20 |  | 0
|  | Media converter FoxGate EC-Q-1G-1SM-1310nm-20 km | piece | 20 |  | 0
|  | Media converter FoxGate EC-Q-1G-1SM-1550nm-20 km | piece | 20 |  | 0
|  | Power supply unit DELL E750E-S0 or F750E-S0 | piece | 1 |  | 0
|  | HUAWEI SERVER PLATINUM 900W power supply unit | piece | 1 |  | 0
|  | HUAWEI AC 1500W power supply unit | piece | 1 |  | 0
|  | HUAWEI SERVER power supply unit | piece | 2 |  | 0
|  | Switch MikroTik RB260GS (CSS106-5G-1S) | piece | 5 |  | 0
|  | A set of SFP modules MikroTik S-3553LC20D | piece | 5 |  | 0
|  | Distribution optical box Crosver FOB-03-08A | piece | 10 |  | 0
|  | Media converter FoxGate 1Gb EC-SFP1000-FE/GE-LFP | piece | 10 |  | 0
|  | Switch MikroTik CRS354-48G-4S+2Q+RM | piece | 2 |  | 0
|  | Cable MikroTik SFP28 3m direct attach cable (XS+DA0003) | piece | 12 |  | 0
|  | MODULE SFP FOXGATE 1330NM, 20KM, 10GB (SFP+D-1SM-1330NM-20LC) | piece | 4 |  | 0
|  | GSM ROUTER IRZ ER75IX TWIN | piece | 1 |  | 0
|  | Mobile communication repeaters and amplifiers | piece | 4 |  | 0
|  | Switch Cisco Catalyst WS-C2960X-24TS-L | piece | 6 |  | 0
|  | Ethernet-to-Fiber media converter MOXA IMC-21-M-SC | piece | 2 |  | 0
|  | Cisco switch (or equivalent) | piece | 3 |  | 0
|  | UTP cable network cable | m | 10 |  | 0
|  | Antenna LTE G024L, 5 dBi, SMA(m), RG58/3m | piece | 6 |  | 0
| Network equipment Total |  |  | 1371 | 0 | 780
| Office equipment | Multifunctional device CANON MF445DW | piece | 2 |  | 0
|  | A4 printer (Canon LBP226DW) | piece | 5 |  | 0
|  | BFP A3 (color printing) | piece | 1 |  | 0
|  | BFP A3 | piece | 20 |  | 0
|  | BFP A4 | piece | 40 |  | 0
|  | A4 printer | piece | 50 |  | 0
|  | Office equipment | piece | 2 |  | 0
|  | Multifunction device Kyocera ECOSYS M2040dn | piece | 10 |  | 0
|  | Canon iR2425 4293C003AA | piece | 3 |  | 0
|  | Multifunction device Canon MF463dw Wi-Fi (5951C008) | piece | 5 |  | 0
|  | HP LaserJet Pro 4103dw A4 with Wi-Fi | piece | 40 |  | 0
| Office equipment Total |  |  | 178 |  | 0
| Software | DLP system with commissioning works | piece | 1 |  | 0
|  | endpoints Licenses | piece | 1000 |  | 0
|  | OPC server | piece | 2 |  | 0
|  | system management tools for network and infrastructure monitoring | piece | 1 |  | 0
|  | Windows 10 pro license | piece | 20 |  | 0
|  | Automated system of operational dispatch control (ASODU) | piece | 1 |  | 0
|  | Licenses for radio stations to support the Capacity Max topology | piece | 500 |  | 0
|  | Tableau Creator License | piece | 9 |  | 0
|  | License Tableau Data management License | piece | 8 |  | 0
|  | License for SmartPTT PLUS LCP CONNECTIVITY subscriber radio station | piece | 200 |  | 0
|  | Support service (maintenance) and granting the right to use the "XMtrade®/PXS" software complex for the period from September 1, 2022 to June 30, 2023 (monthly) | piece | 1 |  | 0
|  | Application software To perform RRM functions | piece | 1 |  | 0
|  | Application software for the implementation of the Information Database of natural gas consumption | piece | 1 |  | 0
|  | A copy of the software Microsoft Windows Server standard edition 16 core lic | piece | 4 |  | 0
|  | A copy of Veeam backup & replication enterprise plus software | piece | 34 |  | 0
|  | Veeam backup & replication enterprise plus software copy, license for 1 processor | piece | 4 |  | 0
|  | VMware vSphere Enterprise Plus 1 Proc software copy with 1 year support | piece | 34 |  | 0
|  | Oracle DBMS software copy: Oracle Database Enterprise Edition Processor Perpetual and Diagnostics Pack Processor Perpetual + Software Update License & Support | piece | 9 |  | 0
|  | A copy of Oracle DBMS software: Oracle Standard Edition 2 - Processor Perpetual + Software Update License & Support | piece | 20 |  | 0
|  | A copy of APSolute Vision Analytics software with a 12-month subscription to APSolute Vision VA | piece | 1 |  | 0
|  | copy of software products for updating the hardware and software tool for detecting complex threats McAfee Advancde Threat Defense 3100: MFE Adv Threat Def 3100 Stand 1yrBZ+RMA (renewal of technical support for the period from 09/26/2019 to 01/31/2023) | piece | 1 |  | 0
|  | A copy of the software product for updating the McAfee Enterprise Security Manager 5700 hardware and software tool for centralized management of information security: MFE Ent Sec MGR 5700 1yrBZ+ARMA (renewal of technical support for the period from 10/23/2019 to 01/31/2023) | piece | 1 |  | 0
|  | 12 Month Licensed Software (Technical Support) for ASA 5525-X, L-ASA5525-TA-1Y Network Shields | piece | 3 |  | 0
|  | Program complex "Simone" | piece | 1 |  | 0
|  | McAfee Complete Endpoint Protection Business software suite with McAfee DLP and McAfee ePO management server | piece | 2 |  | 0
|  | Software and technical complex Ovation. Electronic module 5x00119g01 | piece | 3 |  | 0
|  | Software and technical complex Ovation. Personal module 5x00121g01 | piece | 3 |  | 0
|  | Production management system | piece | 1 |  | 0
|  | Well monitoring | piece | 1 |  | 0
|  | DBMS Oracle Database Standard Edition 2 Processor License | piece | 2 |  | 0
|  | Lansweeper Ultimate software license set | piece | 1 |  | 0
|  | Antivirus software licenses | piece | 2000 |  | 0
|  | Fortigate software update package | piece | 1 |  | 0
|  | ORACLE technical support | piece | 1 |  | 0
|  | Microsoft Office 2021 office suite | piece | 80 |  | 0
|  | Antivirus protection ESET PROTECT Entry for 1 year | piece | 80 |  | 0
|  | XMtrade/PXS software complex | piece | 1 |  | 0
|  | VMware vSphere Enterprise Plus 1 Proc software copy with 1 year support, 1 processor license | piece | 4 |  | 0
|  | License Rel. 12Basiclicense750DP, 1KGT201645R0012 | piece | 3 |  | 0
|  | Digital key for software license Basic license 250 DP | piece | 3 |  | 0
|  | Flash media with software | piece | 14 | 0 | 0
| Software Total |  |  | 4057 | 0 | 0
| Server equipment | Blade Server | piece | 1 |  | 0
|  | Data storage system | piece | 17 |  | 0
|  | FortiAuthenticator | piece | 1 |  | 0
|  | FortiClient EMS - Enterprise Management Server | piece | 1 |  | 0
|  | IBM Security QRadar SIEM | piece | 1 |  | 0
|  | Labyrinth Deception Platform | piece | 1 |  | 0
|  | Server | piece | 4 |  | 0
|  | Network storage Unity 480 DPE 25x2.5 Customer Supplied Rack (High Line Power 200V-240V) with drives | piece | 1 |  | 1
|  | QNAP NAS network storage | piece | 1 |  | 2
|  | Control Center + Server | piece | 1 |  | 0
|  | Server | piece | 62 |  | 0
|  | Server DELL PE R750 | piece | 2 |  | 0
|  | Server DELL R740, 2 x Intel Xeon 4210, RAM - 32 GB, 2 x 600GB 10K RPM SAS | piece | 2 |  | 2
|  | Virtualization servers | piece | 5 |  | 1
|  | Data storage system | piece | 2 |  | 0
|  | Dell EMC ME 4024 Storage Array data storage system | piece | 1 |  | 0
|  | Cloud storage | piece | 2 |  | 0
|  | Server | piece | 10 |  | 0
|  | Servers and storage | piece | 6 |  | 0
|  | Dell EqualLogic PS6210X Storage Arrays | piece | 3 |  | 0
|  | Server DELL PowerEdge R320 | piece | 1 |  | 0
|  | Server DELL PowerEdge R410 | piece | 2 |  | 0
|  | Dell A3 for R310/R410/R415 Server Sliding Rail Kit (for right side) | piece | 1 |  | 0
|  | Dell A3 for R310/R410/R415 Server Sliding Rail Kit (for left side) | piece | 1 |  | 0
|  | Billing software database server | piece | 3 |  | 0
|  | Disk storage for central office servers | piece | 1 |  | 0
|  | Hard drive Western Digital Ultrastar DC HC550 16TB 512MB 7200RPM 3.5" (WUH721816ALE6L4) | piece | 10 |  | 0
|  | SSD Crucial T700 3D NAND 2TB M.2 (2280 PCI-E) (CT2000T700SSD3) | piece | 2 |  | 0
|  | UPS PowerWalker VFI 3000 RMG PF1 (10122115) | piece | 3 |  | 0
|  | Dell PowerEdge R340 server | piece | 6 |  | 0
|  | Dell PowerEdge R340, R630, R640, R6415 1U Ready Rail Kit (for left and right side) | piece | 6 |  | 0
|  | FLOOR CABINET KINGDA 27U 19" 600X1000 RAL9004 (KD-002-6027) | piece | 3 |  | 0
|  | Floor telecommunications cabinet 19" 42U, 610x1055 mm (W*D), black | piece | 3 |  | 0
|  | Server equipment | piece | 6 |  | 0
|  | NAS QNAP TS-h686 | piece | 1 |  | 0
|  | Computer server Supermicro SYS-6028R-C1RT 19" 2U | piece | 3 |  | 0
|  | Computer server Supermicro SYS-5019s-C 19" 1U, | piece | 2 |  | 0
|  | NAS network storage QNAP TS-873A-8G | piece | 1 |  | 0
|  | Dell Server Sliding Rail Kit (left and right) | piece | 1 |  | 0
|  | Server DELL PowerEdge R710 | piece | 1 |  | 0
|  | Server DELL PowerEdge R620 | piece | 1 |  | 0
|  | Data concentrator | piece | 1 |  | 0
|  | Server PowerEdge R760 (or similar) | piece | 1 |  | 0
|  | Mounting panel 560MPR03, 1KGT022100R001 | piece | 3 |  | 0
|  | Communication module 560CMR02, 1KGT036300R0001 | piece | 3 |  | 0
|  | Discrete output module 560BOR01 1KGT036800R0002 | piece | 6 |  | 0
|  | Discrete inputs module 560BIR01, 1KGT034000R0001 | piece | 15 |  | 0
|  | Power module 560PSR00, 1KGT026500R0001 | piece | 3 |  | 0
|  | Plug 560FPR01 R1002, 1KGT007700R1002 | piece | 30 |  | 0
|  | Housing connector 19pin 23XS20 R2019, 1KGN000556R2019 | piece | 21 |  | 0
|  | Processor module with 1x10BaseT/100BaseT LAN, 1xRS232, 2xRS485 530CID01 | piece | 3 |  | 0
|  | Discrete output module 530BОD01, 1KGT049800R0001 | piece | 9 |  | 0
|  | Discrete inputs module 530BID01, 1KGT049800R0001 | piece | 9 |  | 0
|  | Router MikroTik LtAP mini LTE kit RB912R-2nD-Ltm&R11e-LTE | piece | 3 |  | 0
|  | Pigtail Mikrotik ACSMAUFL | piece | 6 |  | 0
|  | Patch cord cat.6a 1 m S/FTP blue L&W PC005-C6A-100BL | piece | 15 |  | 0
|  | Ethernet lightning protection ETH-SP-G2 | piece | 3 |  | 0
| Server equipment Total |  |  | 313 |  | 6
Computer equipment and office equipment Total |  |  |  | 8138 | 0 | 927
Compressors | Compressors (other) | Doser block box for a low-pressure compressor | piece | 1 |  | 0
|  | Compressor | piece | 24 |  | 0
|  | Compressor Metabo Mega 700-90D, 4000W, 380V | piece | 5 |  | 0
|  | Screw compressor | piece | 1 |  | 0
|  | The screw compressor is filled with oil | piece | 4 |  | 0
|  | Two-cylinder belt compressor 2.5kW 396l/min 10bar 100l (2 taps) SIGMA | piece | 1 |  | 0
|  | Compressor for NEI-3 gas circuit breaker | piece | 2 |  | 0
|  | Compressor up to 10 At | piece | 195 |  | 7
|  | Single-phase compressor 1.5 kW 50 l | piece | 13 |  | 0
|  | Portable nitrogen compressor | piece | 4 |  | 0
|  | Mobile diesel screw compressor 10 bar | piece | 9 |  | 0
|  | Air compressor | piece | 6 |  | 0
|  | INTERTOOL air compressor | piece | 2 |  | 0
|  | Piston compressor | piece | 1 |  | 0
|  | The compressor is stationary | piece | 8 |  | 0
|  | Compressor UKVSH-15/7 | piece | 10 |  | 0
|  | Air compressors complete with a drying unit | piece | 21 |  | 0
|  | Compressor station mobile PKSD - 5.25 | piece | 3 |  | 0
|  | VRU compressor unit | piece | 4 |  | 0
|  | Kaeser M50 mobile diesel compressor | piece | 11 |  | 1
|  | Mobile diesel compressor Kaeser M50 or similar | piece | 6 |  | 0
|  | Mobile diesel compressor | piece | 4 |  | 0
|  | Mobile compressor UKVSH-15/8 | piece | 4 |  | 0
|  | Car air compressor (productivity 50 l/min, working pressure – 10 bar) | piece | 14 |  | 0
|  | Compressor unit: | piece | 27 |  | 0
|  | Compressor installation | piece | 3 |  | 0
|  | Screw compressors ATLAS COPCO GA315A2-AP-10-50 | piece | 5 |  | 0
|  | Screw compressor | piece | 3 |  | 0
|  | Compressor Einhell TC-AC 420/50/10 V 4010495 | piece | 1 |  | 0
|  | Compressor Einhell TC-AC 420/50/10 V 4010495 | piece | 1 |  | 0
|  | Oil-free screw compressor | piece | 1 |  | 0
|  | Compressed air drying installation | piece | 1 |  | 0
|  | Wet-oil separator | piece | 1 |  | 0
|  | Compressor pksd-5.25 | piece | 1 |  | 0
|  | Air compressor — 100 l (3 kW, 220 V, 10 atm, 500 l/min, 2 cylinders, STORM INTERTOOL PT-0014) | piece | 10 |  | 0
|  | Mobile compressor installation // Mobile compressor installation | piece | 1 |  | 0
|  | a compressor unit with an electric motor with a voltage of 380 V. | piece | 2 |  | 0
|  | Compressor ESM132-10W | piece | 2 |  | 0
|  | Gas booster compressors | piece | 2 | 0 | 0
| Compressors (other) Total |  |  | 414 | 0 | 8
| Substation compressors | Mobile compressor station | piece | 10 |  | 0
|  | Piston multi-stage compressor VRP 330 kV | piece | 1 |  | 0
|  | Stationary, air, piston, high pressure | piece | 5 |  | 0
| Substation compressors Total |  |  | 16 |  | 0
Compressors Total |  |  |  | 430 | 0 | 8
Materials | Grounding devices are neutral | Grounding device ZON-110 kV | piece | 4 |  | 0
|  | Portable grounding PL-0.4kV | piece | 10 |  | 0
|  | Portable grounding PL-10kV | piece | 10 |  | 0
|  | Portable grounding RP-10kV | piece | 10 |  | 0
|  | Portable grounding system | piece | 10 |  | 0
|  | Grounding device | piece | 5 |  | 0
|  | Wire grounding kit | piece | 100 |  | 0
|  | Grounding kit for overhead lines | piece | 10 |  | 10
|  | Earthing device single-pole 110 kV (ESO-126) | piece | 1 |  | 0
|  | Grounding rods | piece | 3 | 0 | 0
| Neutral grounding devices Total |  |  | 163 | 0 | 10
| Other materials | Graphite anode grounders | piece | 586 |  | 0
|  | AWR 32.88.60.75/18 KM | piece | 200 |  | 0
|  | Pressure regulator FE 6 BP T2 (inlet 3/4 from below under the gasket, outlet 1 1/4 to the right under the gasket | piece | 8 |  | 0
|  | TE DN100 ST.W FOR WELDING (6) | piece | 17 |  | 2
|  | TE DN150 ST.W FOR WELDING (7.1) | piece | 5 |  | 0
|  | Emergency clamps | piece | 47 |  | 0
|  | Bandages for pipes, up to 300mm diameter | piece | 10 |  | 0
|  | Betonite | piece | 2000 |  | 0
|  | Band-rubber "Martens" | piece | 126 |  | 0
|  | Bitumen BN-70/30 | t | 1 |  | 0
|  | Insulating bitumen | t | 0.8 |  | 0
|  | Bitumen foil adhesive tape | piece | 200 |  | 0
|  | Brisol | m sq. | 100 |  | 0
|  | Brizol is modified | m sq. | 600 |  | 0
|  | Cast-iron coupling valve | piece | 10 |  | 0
|  | the valve is enameled cast iron | piece | 8 |  | 0
|  | Explosive materials for industrial purposes EMULINIT RM (class 4) | t | 15.36 |  | 0
|  | Stanley trolley for COV10 saws | piece | 155 |  | 5
|  | Universal silicone sealant /280ml/ | piece | 100 |  | 0
|  | Heat-resistant silicone sealant 310 ml up to 600C | piece | 23 |  | 0
|  | Hydroliquid Agrinol "Antikor 17S" "Cutroll Flash" | t | 2 |  | 0
|  | Seal Fix 930 hydrophobic mixture for sealing injection holes (component A+B) | t | 0.02 |  | 0
|  | Gypsum | t | 20 |  | 0
|  | Basement yard entrance 32 mm x 25 mm | piece | 40 |  | 0
|  | Two-component highly reactive polyurethane-hybrid rubber HidroBloc Rapid 570 (component A+B) | t | 3 |  | 0
|  | Cutting disc 125x1.6x22.2 mm | piece | 1030 |  | 0
|  | Cutting disc 150x1.6x22.2 mm | piece | 100 |  | 0
|  | Cutting disc 180x2x22.2 mm | piece | 1000 |  | 0
|  | Cutting disc 230x2x22.2 mm | piece | 90 |  | 0
|  | The metal cutting disc is 230x2.0 | piece | 5000 |  | 0
|  | Metal cut-off disk 230x3.0 | piece | 5000 |  | 0
|  | The ladder is 3.5 m | piece | 34 |  | 0
|  | Welding wire SV-08 diam. 3 | t | 1 |  | 0
|  | Welding wire SV-08, Ø3mm | piece | 200 |  | 0
|  | Operational hydraulic packer. Fitting nipple. Magnum disk (differential adapter). Circulation coupling. Tubing disconnector. | piece | 6 |  | 0
|  | Electrode ANO-21 Ø3 | t | 9.51 |  | 0
|  | Electrode ANO-21 Ø4 | t | 3.23 |  | 0
|  | Electrode ANO-36 4mm | t | 1 |  | 0
|  | Electrode ANO-36 5mm | t | 1 |  | 0
|  | Electrode Monolith RC 3 mm | t | 0.19 |  | 0
|  | Electrode MR-3 3mm | t | 2.8 |  | 0
|  | UONA 13/55 3 mm electrode | t | 2.463 |  | 0
|  | UONA electrode 13/55 ø3 | t | 5.29 |  | 0
|  | UONA electrode 13/55 ø4 | t | 1.48 |  | 0
|  | Electrodes "Monolith RC" 3 mm | t | 1 |  | 0
|  | Welding electrodes (Welding electrodes) | t | 0.2 |  | 0
|  | Electrodes E46-ANO-21-3.0-UD | t | 0.1 |  | 0
|  | Electrodes E46-ANO-4-4.0-UD | t | 0.1 |  | 0
|  | emulsion | t | 0.04 |  | 0
|  | Stopper D 15mm (brass, external thread) | piece | 200 |  | 0
|  | Stopper D 20mm (brass, internal thread) | piece | 200 |  | 0
|  | Stopper D 25mm (brass, internal thread) | piece | 200 |  | 0
|  | Plug ZNE PE 100 GAZ SDR 11-160 | piece | 50 |  | 0
|  | Plug ZNE PE 100 GAZ SDR 11-225 | piece | 50 |  | 0
|  | Plug ZNE PE 100 GAZ SDR 11-32 | piece | 234 |  | 0
|  | Plug ZNE PE 100 GAZ SDR 11-40 | piece | 231 |  | 0
|  | Plug ZNE PE 100 GAZ SDR 11-50 | piece | 80 |  | 0
|  | Plug ZNE PE 100 GAZ SDR 11-63 | piece | 90 |  | 0
|  | Plug ZNE PE 100 GAZ SDR 11-90 | piece | 50 |  | 0
|  | Plugs PE Du 110 | piece | 10 |  | 0
|  | Plugs PE Du 32 | piece | 80 |  | 0
|  | Plugs PE Du 40 | piece | 60 |  | 0
|  | Plugs PE Du 50 | piece | 60 |  | 0
|  | Plugs PE Du 63 | piece | 60 |  | 0
|  | Plugs PE Du 75 | piece | 10 |  | 0
|  | Plugs PE Du 90 | piece | 10 |  | 0
|  | Grounding ZPL-10 | piece | 20 |  | 0
|  | M-16 lock with ZPK bar | piece | 1500 |  | 0
|  | M-24 lock with ZPK bar | piece | 2000 |  | 0
|  | Safety shut-off valve Du 100 (KPZ-100N) | piece | 8 |  | 0
|  | As a precaution - a relief valve Du 50 | piece | 8 |  | 0
|  | Welding electrode BOHLER FOX 3.5x250 | piece | 60 |  | 0
|  | Check valve | piece | 7 |  | 0
|  | PVC insulating tape | t | 0.04 |  | 0
|  | Inert ceramic ball | t | 9.2 |  | 0
|  | KANAT 10.R-1770 | km | 5 |  | 0
|  | Rope 15.0 DSTU2688-80 | km | 2 |  | 0
|  | ROPE 16.5 | km | 0.4 |  | 0
|  | ROPE 20.0 GL-V-Z-L-O-N-160 | km | 0.55 |  | 0
|  | ROPE 22.5-GL-V-N-R-1770 | km | 2 |  | 0
|  | ROPE 36.5 GL-V-ОЖ-Н-Р-1770 SIZE20Н | km | 1.1 |  | 0
|  | KANAT 41.0 G-V-N-R-1770 | km | 0.8 |  | 0
|  | Rope Ø 18 mm GL-V-Zh-N-R-1770 GOST 2688-80 | km | 0.73 |  | 0
|  | Rope Ø 22.0 mm GL-V-N-R-1770 GOST3077-80 | km | 0.3 |  | 0
|  | Rope Ø 22.0 mm GL-V-N-R-1770 GOST3077-80 (L=2200m) | km | 2.2 |  | 0
|  | Rope Ø 25.5 mm GL-V-N-R-1770 GOST 3077-80 (L=1000m) | km | 2 |  | 0
|  | Rope Ø 27 mm GL-V-Zh-N-R-1770 GOST 7668-80 | km | 1.25 |  | 0
|  | Rope Ø 30.5 mm GL-V-N-R-1770 GOST 3077-80 (L=1000m) | km | 1 |  | 0
|  | Rope Ø 31.0 mm GL-V-Z-N-R-1960 GOST 3077-80 | km | 1.4 |  | 0
|  | Rope Ø 32.5 mm GL-V-Z-N-R- 1770 GOST 3077-80 | km | 2.3 |  | 0
|  | Rope Ø 36.5 mm GL-V-Z-N-R-1770 TU14-4-1444-87 | km | 4.56 |  | 0
|  | Rope Ø 37 mm G-V-Z-N-R-1770 GOST 3077-80 | km | 1.8 |  | 0
|  | Rope Ø 39 mm G-V-Zh-N-R-1770 GOST 7669-80 | km | 2.2 |  | 0
|  | Rope Ø 42 mm G-V-Z-N-R-1770 TU14-4-1444-87 | km | 5 |  | 0
|  | Rope Ø 42.0mm GL-V-N-R-1770 GOST 7667-80 (L=450m *2 units) | km | 0.9 |  | 0
|  | Rope Ø16.5 | km | 10 |  | 0
|  | Rope Ø18.0 | km | 4 |  | 0
|  | Rope Ø18.5 | km | 4 |  | 0
|  | Rope Ø19.5 | km | 4 |  | 0
|  | Rope Ø22.0 | km | 8 |  | 0
|  | Rope Ø22.5 | km | 2 |  | 0
|  | Rope Ø25.5mm GL-V-Zh-N-R-1960 GOST 3077-80 | km | 3 |  | 0
|  | Balancing rope of a single-cell lift of a cage trunk | km | 2.2 |  | 0
|  | Balancing rope for rock lift of the skip barrel | km | 2 |  | 0
|  | Brake rope Ø35.0 GL-V-S-NR-1770 GOST 3077-88 | km | 1.5 |  | 0
|  | The brake rope of the single-cell lift of the ventilation shaft | km | 1.5 |  | 0
|  | Rope GL 22mm | km | 1.5 |  | 0
|  | Rope GL-V-N-R-1770 | km | 1 |  | 0
|  | Rope GL-V-N-R-1770 GOST 2688-80 | km | 1.2 |  | 0
|  | Rope GL-V-S-N-R-1770 GOST 3077-80 | km | 3.6 |  | 0
|  | Rope GL-V-S-N-R-1770 GOST 7668-80 | km | 2.25 |  | 0
|  | Main rope Ø50.5 GL-V-S-N-R-1770 GOST 7668-80 | km | 0.9 |  | 0
|  | The main rope of the single-cell lifting of the cage barrel | km | 2 |  | 0
|  | The main rope of the underground lift | km | 3.6 |  | 0
|  | The main rope for lifting the skip trunk | km | 2.2 |  | 0
|  | rope GOST-7668-80 Gl-V-S-N-R-1770 | km | 5 |  | 0
|  | ROPE OC 25.5 V(GL) | km | 10.8 |  | 0
|  | Rope of underground transportation | km | 10 |  | 0
|  | KANAT SV 35 (G) | km | 1.6 |  | 0
|  | Rope f 15.0 GL-V-N-R-1770 GOST 2688-80 | km | 0.8 |  | 0
|  | Rope f 22.0 GL-V-N-R-1770 GOST 2688-80 | km | 1.8 |  | 0
|  | Rope f 25.5 G-V-N-R-1860 GOST 3077-80 | km | 2.4 |  | 0
|  | Rope f 25.5 GL-V-N-R-1860 GOST 3077-80 | km | 2.3 |  | 0
|  | Rope f 28.0 G-V-N-R-1770 GOST 3077-80 | km | 1 |  | 0
|  | Rope f 32.5 GL-V-N-R-1770 GOST 3077-80 | km | 1.7 |  | 0
|  | Rope f 33.5 GL-V-N-R-1770 GOST 7668-80 | km | 0.7 |  | 0
|  | Gas cartridge for gas burner 44V152 Virok (or similar) | piece | 60 |  | 0
|  | Wire rod D-10 mm | t | 1 |  | 0
|  | Technical gaseous oxygen (6.3 m3 in a cylinder) | cubic m | 6626 |  | 0
|  |  | piece | 500 |  | 0
|  | End cover for URTK 6, D-URTK 6 terminals | piece | 26 |  | 0
|  | End cover for terminals UT 6, D-UT 2.5/10 | piece | 26 |  | 0
|  | Valve | piece | 155 |  | 0
|  | Shut-off and regulating valve with a pneumatic drive | piece | 10 |  | 0
|  | Flange check valve | piece | 3 |  | 0
|  | Check valve Ø150 mm | piece | 3 |  | 0
|  | Receiving valve Ø150 mm | piece | 3 |  | 0
|  | The measuring terminal is a sliding switch URTK 6 | piece | 195 |  | 0
|  | UT 6 pass-through terminal | piece | 650 |  | 0
|  | Elbow PE 100 SDR 11 Dn 110 (Thermoresistive) | piece | 50 |  | 0
|  | Elbow PE 100 SDR 11 Dn 125 (Thermoresistive) | piece | 30 |  | 0
|  | Elbow PE 100 SDR 11 Dn 140 (Thermoresistive) | piece | 30 |  | 0
|  | Elbow PE 100 SDR 11 Dn 160 (Thermoresistive) | piece | 20 |  | 0
|  | Elbow PE 100 SDR 11 Dn 180 (Thermoresistive) | piece | 20 |  | 0
|  | Elbow PE 100 SDR 11 Dn 200 (Stykova) | piece | 20 |  | 0
|  | Elbow PE 100 SDR 11 Dn 225 (Stykova) | piece | 10 |  | 0
|  | Elbow PE 100 SDR 11 Dn 280 (Stykova) | piece | 10 |  | 0
|  | Elbow PE 100 SDR 11 Dn 315 (Stykova) | piece | 10 |  | 0
|  | Elbow PE 100 SDR 11 Day 32 (Thermoresistive) | piece | 2500 |  | 0
|  | Elbow PE 100 SDR 11 Dn 40 (Thermoresistive) | piece | 30 |  | 0
|  | Elbow PE 100 SDR 11 Dn 400 (Stykova) | piece | 10 |  | 0
|  | Elbow PE 100 SDR 11 Dn 50 (Thermoresistive) | piece | 30 |  | 0
|  | Elbow PE 100 SDR 11 Day 63 (Thermoresistive) | piece | 100 |  | 0
|  | Elbow PE 100 SDR 11 Dn 75 (Thermoresistive) | piece | 50 |  | 0
|  | Elbow PE 100 SDR 11 Dn 90 (Thermistor, 90 degrees) | piece | 50 |  | 0
|  | Elbow PE, diameter 110 mm (for thermorez. zv.) 90 degrees. | piece | 2 |  | 0
|  | Elbow PE, diameter 160 mm (for thermorez. zv.) 90 degrees. | piece | 2 |  | 0
|  | Elbow PE D 63 mm (for thermorez. zv.) 90 degrees. | piece | 2 |  | 0
|  | Elbow PE, diameter 75 mm (for thermorez. zv.) 90 degrees. | piece | 2 |  | 0
|  | Elbow PE D 90 mm (for thermorez. zv.) 90 degrees. | piece | 2 |  | 0
|  | Set of insulation of joints | piece | 728 |  | 0
|  | contact K16-35 U1 | piece | 2 |  | 0
|  | Concentrate for preparation of hydraulic fluids SOLCENIC PL PLUS | t | 5 |  | 0
|  | Concentrate for preparation of working fluid for mechanical complexes | t | 19 |  | 0
|  | Cover ART.166 for RMS/187/188 DN.2" (article CALO010050) | piece | 60 |  | 0
|  | Cutting circle Du125 - 1.6 - 22.2 | piece | 4000 |  | 0
|  | Cutting circle Du150 - 1.6 - 22.2 | piece | 600 |  | 0
|  | Cutting circle Du180 - 1.6 - 22.2 | piece | 1000 |  | 0
|  | Cutting circle Du230 - 1.6 - 22.2 | piece | 400 |  | 0
|  | Metal cutting circle Zenit Standard 180x2.0x22.2 mm 10180020 | piece | 500 |  | 0
|  | Metal cutting circle Zenit Standard 230x2.0x22.2 mm 10230020 | piece | 200 |  | 0
|  | Metal cleaning circle Zenit 180x6.0x22.2 mm 10180006 | piece | 50 |  | 0
|  | Lacquer fabric | km | 0.3 |  | 0
|  | Connecting link ZS 26 | piece | 100 |  | 0
|  | Flax fiber braid (pack. 0.2 kg) | piece | 200 |  | 0
|  | Lubricating oil "Tsiatim-201" | t | 0.02 |  | 0
|  | To have a mineral wool MTPM stitched with a fiberglass cover | cubic m | 20 |  | 0
|  | Paronite | t | 0.45 |  | 0
|  | Paronite δ3 mm | t | 0.25 |  | 0
|  | Paronite PMB 2mm | t | 0.14 |  | 0
|  | Paronite PMB 3mm | t | 0.42 |  | 0
|  | Paronite PMB 4mm | t | 0.58 |  | 0
|  | Paronite PMB 5mm | t | 1.76 |  | 0
|  | PAS-185 | piece | 180 |  | 0
|  | Paste for flax fibers "Unipak" (250 gr.) | piece | 200 |  | 0
|  | Portable grounding SIP | piece | 50 |  | 0
|  | Portable grounding for insulated wire | piece | 20 |  | 0
|  | Portable grounding for 0.4 kV lines | piece | 20 |  | 10
|  | Portable grounding PL-0.4kV | piece | 82 |  | 0
|  | Portable grounding PL-10kV | piece | 68 |  | 0
|  | Bypass electromagnetic valve EPK-19 | piece | 3 |  | 0
|  | Transition PE/ST GAZ Day 110/100 | piece | 10 |  | 0
|  | Transition PE/ST GAZ Day 160/150 | piece | 10 |  | 0
|  | Transition PE/ST GAZ Day 200/200 | piece | 10 |  | 0
|  | Transition PE/ST GAZ Day 315/300 | piece | 10 |  | 0
|  | Transition PE/ST GAZ Day 32/25 | piece | 2500 |  | 0
|  | Transition PE/ST GAZ Day 400/400 | piece | 4 |  | 0
|  | Transition PE/ST GAZ Dn 63/57 | piece | 30 |  | 0
|  | Adapter | piece | 8 |  | 0
|  | Bearing No. 305 | piece | 6 |  | 0
|  | Bearing No. 306 | piece | 6 |  | 0
|  | Bearing No. 307 | piece | 26 |  | 0
|  | Bearing No. 312 | piece | 10 |  | 0
|  | Bearing No. 318 | piece | 18 |  | 0
|  | Bearing No. 1312 | piece | 4 |  | 0
|  | Bearing No. 13628 | piece | 1 |  | 0
|  | Bearing No. 308 | piece | 12 |  | 0
|  | Bearings | piece | 646 |  | 0
|  | Thermizol 1.5 film | t | 1 |  | 0
|  | Thermosol film 2.0 mm | t | 0.18 |  | 0
|  | Fire hoses | piece | 30 |  | 0
|  | The polymer is highly viscous dry | t | 6 |  | 0
|  | Rail conductor (L=12.5m) complete with "Briara" bracket | km | 1.25 |  | 0
|  | Spring on RD-50 | piece | 20 |  | 0
|  | gas regulator MADAS DN 100 | piece | 25 |  | 0
|  | gas regulator MADAS DN 32 | piece | 23 |  | 0
|  | gas regulator MADAS DN 40 | piece | 27 |  | 0
|  | gas regulator MADAS DN 50 | piece | 25 |  | 0
|  | gas regulator MADAS DN 65 | piece | 27 |  | 0
|  | gas regulator MADAS DN 80 | piece | 27 |  | 0
|  | Repair of VCP VCD-31.5 | piece | 1 |  | 0
|  | Brake fluid DOT-5 | t | 0.04 |  | 0
|  | HidroMoll 522 solution for conservation of injection equipment | t | 0.16 |  | 0
|  | HydroSolx520 solution for washing equipment and care for injection equipment | t | 1 |  | 0
|  | Acetylene sleeve, d.6mm | km | 1 |  | 0
|  | High pressure sleeve | piece | 500 |  | 0
|  | High pressure hose 20 mm - measured | km | 0.3 |  | 0
|  | Sleeve VT DN12 2SN DIN EN853 | km | 5 |  | 0
|  | Sleeve VT DN20 4SP/4SH DIN EN856 | km | 1 |  | 0
|  | Sleeve VT DN25 4SH DIN EN856 | km | 0.5 |  | 0
|  | Hose VT DN32 40 bar | km | 0.4 |  | 0
|  | Sleeve for steam lines | piece | 1673 |  | 0
|  | Oxygen sleeve. d. 6 mm | km | 1 |  | 0
|  | Fireman's sleeve | piece | 20 |  | 0
|  | fire hose d-51 mm. with nuts, 20 m long. | piece | 20 |  | 0
|  | Sleeves are final | piece | 42 |  | 0
|  | Asbestos oiled stuffing box: 10x10 | t | 0.02 |  | 0
|  | Asbestos oiled stuffing box: 12x12 | t | 0.02 |  | 0
|  | Asbestos oiled stuffing box: 14x14 | t | 0.06 |  | 0
|  | Asbestos oiled stuffing box: 6 x 6 | t | 0.02 |  | 0
|  | Asbestos oiled stuffing box: 8 x 8 | t | 0.02 |  | 0
|  | Graflex stuffing box: | t | 0.15 |  | 0
|  | Silica gel 0.5 kg | piece | 250 |  | 0
|  | Saddle outlet with a PE 100 SDR 11 Dn 40/32 milling cutter (Thermoresistive) | piece | 50 |  | 0
|  | Saddle outlet with PE 100 SDR 11 Dn 63/32 (Thermistor) | piece | 500 |  | 0
|  | Saddle lead with PE 100 SDR 11 Dn 75/32 (Thermoresistive) cutter | piece | 50 |  | 0
|  | Saddle outlet with PE 100 SDR 11 Dn 90/32 milling cutter (Thermoresistive) | piece | 50 |  | 0
|  | Mesh n/w | km | 0.2 |  | 0
|  | Scraper conveyor SP-250 L=120 m, or similar | piece | 1 |  | 0
|  | Scraper conveyor SP-26U L=200 m, or similar | piece | 1 |  | 0
|  | Spray for cleaning contacts "Kontakt" 200 ml or similar | piece | 1 |  | 0
|  | Conveyor belt SHR 800/1000 | km | 0.6 |  | 0
|  | Conveyor belt SHR 800x1000x5 | km | 2 |  | 0
|  | Signal tape 75mm 100m | piece | 40 |  | 0
|  | Belt conveyor 1L-1000 (Zh.S) L=500m with a belt, AUK-1M block, or analogue | piece | 1 |  | 0
|  | Belt conveyor 1L-800 (Zh.S) L=210m with belt, AUK-1M block, or analogue | piece | 1 |  | 0
|  | Belt conveyor 1L-800 (Zh.S) L=400m with belt, AUK-1M block, or analogue | piece | 1 |  | 0
|  | Cement-mineral mixture for Tekhard type shotcrete | t | 360 |  | 0
|  | Tal | piece | 6 |  | 0
|  | Thermal cartridge PAS-120 | piece | 50 |  | 0
|  | Thermal cartridge PAS-70 | piece | 80 |  | 0
|  | Thermal cartridge PAS-120 | piece | 40 |  | 0
|  | Thermal cartridge PAS-150 | piece | 60 |  | 0
|  | Thermal cartridge PAS-185 | piece | 40 |  | 0
|  | Thermal cartridge PAS-240 | piece | 20 |  | 0
|  | Thermal cartridge PAS-300 | piece | 15 |  | 0
|  | Thermal cartridge PAS-95 | piece | 100 |  | 0
|  | antifreeze | t | 0.03 |  | 0
|  | RIF 8553 3M shrink wrap | piece | 5 |  | 0
|  | TEE DN80 ST.W FOR WELDING (5.5) | piece | 15 |  | 2
|  | Three-element folding ladder up to 6 m | piece | 1594 |  | 54
|  | White spirit Exxsol D-60 manufactured by Exxon Mobil, ISO 9001:2015 or White spirit Shellsol D-60 manufactured by Shell, ISO 140001:2004 | t | 5 |  | 0
|  | Oil filter 71121111-48020 | piece | 8 |  | 0
|  | flanges GOST 12820 Du 100mm pressure Ru 16 | piece | 200 |  | 0
|  | flanges GOST 12820 Du 100mm pressure Ru 16 | piece | 20 |  | 0
|  | flanges GOST 12820 Du 125mm pressure Ru 16 | piece | 120 |  | 0
|  | Foam tape (20m) | piece | 480 |  | 0
|  | Basement input | piece | 60 |  | 0
|  | Quick release connection 100mm (wedge) | piece | 100 |  | 0
|  | Quick release connection 150 mm (wedge) | piece | 300 |  | 0
|  | АНО-4 electrodes | t | 4.4 |  | 0
|  | АНО-5 electrodes | t | 4.9 |  | 0
|  | Welding electrodes 2.5mm // Welding electrodes 2.5mm | t | 2.87 |  | 0
|  | Welding electrodes 3.2 mm // Welding electrodes 3.2 mm | t | 2 |  | 0
|  | Welding electrodes | t | 1 |  | 0
|  | Cable tie WT-R HF 3.6X150 (packaging) | piece | 26 |  | 0
|  | A set of bandages for pipes, up to 300mm diameter | piece | 10 |  | 0
|  | Set of dowels with impact screw 6x40 (pack of 100 pcs.) | piece | 4160 |  | 4160
|  | warning signs | piece | 28 |  | 0
|  | Combined home gas pressure regulator Pietro Fiorentini FE-10 BP | piece | 1000 |  | 0
|  | The mounting box for the pressure regulator | piece | 1000 |  | 0
|  | Temperature regulator valve | piece | 1 |  | 0
|  | ST-42 tire tightening device | piece | 6 |  | 2
|  | Portable grounding 35-150 kV | piece | 20 |  | 2
|  | Atlas Copco extension hose 12 m | piece | 3 |  | 0
|  | Adapter 1/2" BSP threaded 1 1/4" UNC | piece | 3 |  | 0
|  | Cold asphalt 25 kg | piece | 120 |  | 0
|  | Metal sliding ladder 4-6 m | piece | 32 |  | 5
|  | Tension clamp NAS-500-1 | piece | 12 |  | 0
|  | Awning with grommets | piece | 15 |  | 0
|  | Fencing pins (fencing sections) | piece | 160 |  | 0
|  | Textile sling | piece | 1 |  | 0
|  | Towing rope | piece | 16 |  | 0
|  | Insulating T-shaped adapter for electric and gas distribution devices | piece | 14 |  | 0
|  | Service kit for Kohler J44 generator | piece | 2 |  | 0
|  | Technical plate TCMSH (sheet rubber) | t | 0.45 |  | 0
|  | Cord plate with cord thread (sheet rubber) | t | 0.08 |  | 0
|  | Electrodes Monolith RC, Ø3.0mm | t | 0.3 |  | 0
|  | Metal cutting circle Zenit Standard 125x2.0x22.2 mm 10125020 | piece | 150 |  | 0
|  | Width 1400 mm, DIN 22102 | km | 0.6 |  | 0
|  | Width 1600 mm, DIN 22102 | km | 0.6 |  | 0
|  | Width 2000 mm, DIN 22102 | km | 0.4 |  | 0
|  | Paronite 2mm | piece | 10 |  | 0
|  | Paronite 4 mm | piece | 10 |  | 0
|  | Paronite 5 mm | piece | 5 |  | 0
|  | Bearings 306 | piece | 10 |  | 0
|  | Bearings 307 | piece | 200 |  | 0
|  | Bearings 6309 | piece | 25 |  | 0
|  | Plasters | t | 200 |  | 0
|  | Bearings 317 | piece | 40 |  | 0
|  | Bearings 2317 | piece | 40 |  | 0
|  | Bearings 3526 | piece | 30 |  | 0
|  | Bearings 3528 | piece | 30 |  | 0
|  | Solcenik GM20 | t | 15 |  | 0
|  | Ø 36.5 mm (lifting) VL-V-N-R-1770 | km | 1.4 |  | 0
|  | Ø 20.0 mm GL-V-Z-L-O-N-160 GOST 7668-8 | km | 0.7 |  | 0
|  | Ǿ 35.0 mm DSTU 3077-80 braking single-cell lifting ventilation shaft | km | 7.2 |  | 0
|  | Ø 30.5 mm GL-V-N-R-1770 GOST 3077-80 | km | 1.2 |  | 0
|  | Rope Ø 25.5 mm G-V-Z-N-R-1770 GOST 3077-80 | km | 1.6 |  | 0
|  | Rope Ø53.5 mm GL-V-Z-N-R-1670 GOST7668-80 | km | 0.85 |  | 0
|  | Rope Ø46.0 G-V-Z-N-R-1570 GOST3077-80 | km | 1.7 |  | 0
|  | Coolant Antifreeze HEPU P999 — G11 (l) | t | 0.2 |  | 0
|  | Coolant Tosol A-40M (kg) | t | 0.4 |  | 0
|  | Sleeve (hose) pressure-suction | km | 0.2 |  | 0
|  | Set of plugging fittings for 1 repair of DN700 | piece | 5 |  | 0
|  | Set of plugging fittings for 1 repair of DN1000 | piece | 5 |  | 0
|  | Set of plugging fittings for 1 repair of DN1200 | piece | 5 |  | 0
|  | Set of plugging fittings for 1 repair of DN1400 | piece | 1 |  | 0
|  | Electrodes, diameter 4 mm, brand E42 | t | 29.26 |  | 0
|  | Materials for the restoration of the main body (Rolled steel, polycarbonate) | piece | 1 | 0 | 0
|  | bearing 3618 | piece | 20 |  | 0
|  | Sandwich wall panel SPSm-100 | m sq. | 5000 |  | 0
|  | Insulation, Mineral wool plates | m sq. | 910 |  | 0
|  | PVC roofing membrane | m sq. | 9000 |  | 0
|  | Vapor barrier film MASTERFOL WHITE FOIL 75 | m sq. | 9000 |  | 0
|  | The OSB-3 board is moisture resistant | m sq. | 1500 |  | 0
|  | Sandwich wall panels, thickness h - 100 mm | m sq. | 1500 |  | 0
|  | Sandwich wall panels, thickness h - 60 mm | m sq. | 4000 |  | 0
|  | Insulation, mineral wool 80 mm density 210 kg/m3 | m sq. | 140 |  | 0
|  | Insulation, Mineral wool 120 mm density 210 kg/m4 | m sq. | 220 |  | 0
|  | URDIN MP roofing membrane - 2.10 / 1.60/1.05; | m sq. | 1650 |  | 0
|  | Vapor barrier membrane VAPOR BARRIER 120g/m2 | m sq. | 1650 |  | 0
|  | The OSB-3 plate is moisture resistant, 12 mm thick | m sq. | 1000 |  | 0
|  | Window m/p, single-glazed unit | m sq. | 1100 |  | 0
|  | Doors m/p, dimensions to be specified locally | m sq. | 50 |  | 0
|  | Water-resistant gas block 200x300x600 | cubic m | 90 |  | 0
|  | Honeycomb polycarbonate H2 thickness. 10 mm | m sq. | 6700 |  | 0
|  | Moisture-resistant gas block 200x250x600 | cubic m | 51 |  | 0
|  | Metal-plastic window blocks 5.6x2.1(h) | piece | 171 |  | 0
|  | Metal-plastic window blocks 5.6x2.6(h) | piece | 38 |  | 0
|  | Metal-plastic window blocks 2.8x2.6(h) | piece | 4 |  | 0
|  | Metal-plastic window blocks 4.2x2.6(h) | piece | 2 |  | 0
|  | Metal-plastic window blocks 5.6x1.1(h) | piece | 4 |  | 0
|  | Metal-plastic window blocks 2.7x4.5(h) | piece | 6 |  | 0
|  | Metal-plastic partition 5.6x3.9(h) with a door | piece | 6 |  | 0
|  | Bicroelast HKP 4.0 welded roofing material | m sq. | 3500 |  | 0
|  | Roofing ruberoid Polybud Eco EPP 2.5 mm | m sq. | 3500 |  | 0
|  | Vapor barrier Bauder TEC DBR | m sq. | 2300 |  | 0
|  | Have mineral wool Rockwool Rockmin Plus | m sq. | 78 |  | 0
|  | Plates made of extruded polystyrene foam CARBON PROF (G1) 250 mm | m sq. | 2200 |  | 0
|  | Universal 3-section ladder KRAUSE Corda 3x9 cm | piece | 1 |  | 0
| Other materials Total |  |  | 115220.043 | 0 | 4242
| Wood materials | Round coniferous forest | cubic m | 1200 |  | 0
|  | Mine stand (coniferous forest) | cubic m | 500 |  | 0
|  | Mine rack, diameter 10-18mm, L=4m | cubic m | 200 |  | 0
|  | Mine rack, diameter 16-18mm, L=4m | cubic m | 600 |  | 0
|  | Wood | cubic m | 478 |  | 0
|  | round wood 7-14 m long, 450 mm in diameter | cubic m | 10 |  | 0
|  | board edged 50 mm | cubic m | 49 |  | 0
|  | beam 50x50x2000 | piece | 80 |  | 0
| Wood materials Total |  |  | 3117 |  | 0
| Steel materials | ARMATURE F 16.0 mm. | t | 12 |  | 0
|  | Steel outlet 108x3.6 90° | piece | 30 |  | 0
|  | Steel outlet 133x4 90° | piece | 15 |  | 0
|  | Steel outlet 159x4.5 90° | piece | 60 |  | 0
|  | Lead steel 219x6 90° | piece | 60 |  | 0
|  | Steel outlet 273x8 90° | piece | 30 |  | 0
|  | Lead steel 325x8 90° | piece | 30 |  | 0
|  | Steel outlet 426x10 90° | piece | 20 |  | 0
|  | Steel outlet 530x10 90° | piece | 20 |  | 0
|  | Steel outlet 90° Dn 27x2.5 (Du 20) | piece | 100 |  | 0
|  | Steel outlet 90° D 33.7x2.6 (D 25) | piece | 100 |  | 0
|  | Steel outlet 90° D 42.4x2.6 (D 32) | piece | 50 |  | 0
|  | Steel outlet 90° D 48.3x2.6 (D 40) | piece | 50 |  | 0
|  | Steel outlet 90° Dn 57x4 (D 50) | piece | 100 |  | 0
|  | Steel outlet 90° D 76x3 (D 65) | piece | 50 |  | 0
|  | Steel outlet 90° D 89x4 (D 80) | piece | 100 |  | 0
|  | Steel outlet 90° D 159x4.5 (D 150) | piece | 50 |  | 0
|  | Steel outlet 90° Dn108x4 (D100) | piece | 50 |  | 0
|  | Tap 90° GOST 17375-01 steel St20 Ø 108x3.6mm | piece | 96 |  | 2
|  | Tap 90° GOST 17375-01 steel St20 Ø 133x4mm | piece | 100 |  | 2
|  | Tap 90° GOST 17375-01 steel St20 Ø 219x6mm | piece | 196 |  | 4
|  | Tap 90° GOST 17375-01 steel St20 Ø 273x6mm | piece | 100 |  | 2
|  | Branch 90° GOST 17375-01 steel St20 Ø 325x7mm | piece | 100 |  | 2
|  | Tap 90° GOST 17375-01 steel St20 Ø 32mm | piece | 100 |  | 0
|  | Tap 90° GOST 17375-01 steel St20 Ø 40mm | piece | 100 |  | 0
|  | Branch 90° GOST 17375-01 steel St20 Ø 426x8mm | piece | 100 |  | 0
|  | Branch 90° GOST 17375-01 steel St20 Ø 530x10mm | piece | 100 |  | 0
|  | Tap 90° GOST 17375-01 steel St20 Ø 57x4mm | piece | 100 |  | 0
|  | Branch 90° GOST 17375-01 steel St20 Ø 630x10mm | piece | 50 |  | 0
|  | Tap 90° GOST 17375-01 steel St20 Ø 76x4mm | piece | 100 |  | 0
|  | Tap 90° GOST 17375-01 steel St20 Ø 89x4mm | piece | 100 |  | 0
|  | Electrically welded steel outlet 900 | piece | 175 |  | 0
|  | Nut M24 | kg | 11.8 |  | 0
|  | Nut M30 | kg | 31.04 |  | 0
|  | Nut M36 | kg | 50.01 |  | 0
|  | Admissible steel seamless pipes | piece | 36 |  | 0
|  | Plug welded Du 100mm steel | piece | 20 |  | 0
|  | Plug welded Du 125mm steel | piece | 20 |  | 0
|  | Plug welded Du 150mm steel | piece | 20 |  | 0
|  | Plug welded Du 250mm steel | piece | 10 |  | 0
|  | Plug welded Du 300mm steel | piece | 10 |  | 0
|  | Plug welded Du 32mm steel | piece | 50 |  | 0
|  | Plug welded Du 40mm steel | piece | 50 |  | 0
|  | Plug welded Du 50mm steel | piece | 50 |  | 0
|  | Plug welded Du 65mm steel | piece | 20 |  | 0
|  | Plug welded Du 80mm steel | piece | 20 |  | 0
|  | Steel flange latch for electric drive 30s941nzh Du-400 | piece | 2 |  | 0
|  | Bend steel Du 20 | piece | 500 |  | 0
|  | Bend steel Du 25 | piece | 300 |  | 0
|  | Bending steel Du 32 | piece | 50 |  | 0
|  | Bend steel Du 40 | piece | 50 |  | 0
|  | Bend steel Du 50 | piece | 100 |  | 0
|  | Stealing steel Du 15mm | piece | 4000 |  | 0
|  | Ggon steel Du 20mm | piece | 4000 |  | 0
|  | Ggon steel Du 25mm | piece | 1000 |  | 0
|  | Ggon steel Du 32mm | piece | 1000 |  | 0
|  | Ggon steel Du 40mm | piece | 400 |  | 0
|  | Ggon steel Du 50mm | piece | 400 |  | 0
|  | REDUCED STEEL TE 3" X 2" ST.W. | piece | 17 |  | 2
|  | REDUCED STEEL TE 4" X 3" ST.W. | piece | 12 |  | 1
|  | REDUCED STEEL TE 6" X 3" ST.W. | piece | 5 |  | 0
|  | REDUCED STEEL TE 6" X 4" ST.W. | piece | 7 |  | 0
|  | Steel rope ø 30.5mm (brake) | km | 1.8 |  | 0
|  | Steel rope ø 36.5 mm (lifting) | km | 0.67 |  | 0
|  | Steel rope ø 39.5 mm (lifting) | km | 1.5 |  | 0
|  | Steel rope ø 42.0 mm (lifting) | km | 3 |  | 0
|  | Steel rope ø 46.5 mm (lifting) | km | 1.5 |  | 0
|  | Steel rope ø 46.5mm (lifting) | km | 0.79 |  | 0
|  | Steel rope ø 50.5 mm (lifting) | km | 0.87 |  | 0
|  | Steel rope ø 56.0 mm (lifting) | km | 0.9 |  | 0
|  | Steel rope ø 8.3 mm (signal) | km | 5 |  | 0
|  | Steel rope ø 39.5 mm (lifting) | km | 3 |  | 0
|  | Wire rod D-10 mm | t | 2.8 |  | 0
|  | Steel circle D 16mm | t | 0.2 |  | 0
|  | Steel circle D 32 mm | t | 0.2 |  | 0
|  | Steel circle | km | 6 |  | 0
|  |  | piece | 18 |  | 0
|  | Steel grinding balls for ball mills with a diameter of 120 mm. | t | 60 |  | 0
|  | Steel grinding balls for ball mills with a diameter of 60 mm. | t | 10 |  | 0
|  | Steel grinding balls for ball mills with a diameter of 80 mm. | t | 60 |  | 0
|  | Corner 50*50*4 | piece | 250 |  | 0
|  | Hot-rolled steel corner with equal shelf 45x45x3 | piece | 300 |  | 0
|  | Hot-rolled steel corner with equal shelf 50x50x3 | piece | 0.23 |  | 0
|  | Corner 100x100x10 | t | 10 |  | 0
|  | Corner 50x50x5 | t | 10 |  | 0
|  | Corner 63x63x6 | t | 10 |  | 0
|  | Corner 63x63x5 mm | t | 2.1 |  | 0
|  | Corner 70x70x5 mm | t | 0.13 |  | 0
|  | Corner 75x75x6 | t | 10 |  | 0
|  | Corner 90x90x7 | t | 10 |  | 0
|  | Sheet 3 mm st. 3 | t | 0.5 |  | 0
|  | Sheet 4 mm thick. 3 | t | 0.5 |  | 0
|  | Sheet 5 mm st. 3 | t | 0.5 |  | 0
|  | Letter g/k | t | 0.63 |  | 0
|  | Hot-rolled sheet 1.5 St3 | t | 0.8 |  | 0
|  | GK sheet 12x1500x6000 mm | t | 4 |  | 0
|  | GK sheet 6x1500x6000 mm | t | 12 |  | 0
|  | Metal sheet 1mm (1.25*2.5) | piece | 2 |  | 0
|  | Metal sheet 2 mm (1.25*2.5) | piece | 2 |  | 0
|  | Metal sheet 3mm (1.25*2.5) | piece | 2 |  | 0
|  | The sheet is galvanized 0.7 mm or 1 mm ОЦ B-PN-NO | t | 0.5 |  | 0
|  | Steel sheet 16 mm | t | 1 |  | 0
|  | Steel sheet 25 mm | t | 1 |  | 0
|  | Sheet metal: | t | 9 |  | 0
|  | The support is fixed steel electro-welded PE | piece | 46 |  | 0
|  | Transition PE/steel D 110/100mm | piece | 4 |  | 0
|  | Transition PE/steel D 125/100mm | piece | 4 |  | 0
|  | Transition PE/steel D 25/20mm | piece | 2 |  | 0
|  | Transition PE/steel D 32/25mm | piece | 8 |  | 0
|  | Transition PE/steel D 40/32mm | piece | 8 |  | 0
|  | Transition PE/steel D 50/40mm | piece | 20 |  | 0
|  | Transition PE/steel D 63/50mm | piece | 20 |  | 0
|  | Transition PE/steel D 75/63mm | piece | 20 |  | 0
|  | Transition PE/steel D 75/76mm | piece | 4 |  | 0
|  | Transition PE/steel D 90/80mm | piece | 4 |  | 0
|  | Transition steel electrowelded | piece | 10 |  | 0
|  | Strip 40*4 | piece | 150 |  | 0
|  | Wire rod 6.5 | t | 15 |  | 0
|  | Thread long steel D 15mm (black) | piece | 4000 |  | 0
|  | Thread short steel D 20mm (black) | piece | 4000 |  | 0
|  | Thread short steel D 25mm (black) | piece | 1000 |  | 0
|  | Thread short steel D 32mm (black) | piece | 1000 |  | 0
|  | Thread short steel D 40mm (black) | piece | 400 |  | 0
|  | Thread short steel D 50mm (black) | piece | 400 |  | 0
|  | Thread steel Du 20 | piece | 500 |  | 0
|  | Thread steel Du 25 | piece | 300 |  | 0
|  | Thread steel Du 32 | piece | 50 |  | 0
|  | Thread steel Du 40 | piece | 50 |  | 0
|  | Thread steel Du 50 | piece | 100 |  | 0
|  | Strip 50x4 mm | t | 0.14 |  | 0
|  | Round steel L=14mm, H=2.5m | piece | 165 |  | 0
|  | Round steel D-16 | t | 8.3 |  | 0
|  | Round steel D-22 | t | 0.1 |  | 0
|  | ROUND STEEL, diameter 10 mm | t | 4 |  | 0
|  | ROUND STEEL, diameter 22 mm | t | 20 |  | 0
|  | Round steel f 16 mm | t | 1 |  | 0
|  | Round steel f 22 mm | t | 1 |  | 0
|  | Round steel f 30 mm | t | 1 |  | 0
|  | Round steel f 36 mm | t | 1 |  | 0
|  | Angular steel | piece | 6 |  | 0
|  | ANGLE STEEL 40X40X4 | t | 2 |  | 0
|  | CORNER STEEL 50X50X4 | t | 5 |  | 0
|  | ANGLE STEEL 63X63X5 | t | 12 |  | 0
|  | Sheet steel 1.5 mm | t | 0.4 |  | 0
|  | Sheet steel 2.0 mm | t | 0.5 |  | 0
|  | Sheet steel St3ps, 3 mm thick, size 3*1250*2500 mm | t | 0.74 |  | 0
|  | Sheet steel St3ps, 4 mm thick, size 4*1500*3000 mm | t | 1.41 |  | 0
|  | STRIP STEEL 40X4 | t | 6 |  | 0
|  | Electric welded steel tee | piece | 8 |  | 0
|  | Flat steel flange | piece | 1062 |  | 0
|  | Flat steel flange (Du 100) | piece | 30 |  | 0
|  | Flat steel flange (Du 80) | piece | 40 |  | 0
|  | Flat steel flange DN 57 (Ду 50) | piece | 60 |  | 0
|  | Flat steel flange Dn 76 (Dun 65) | piece | 40 |  | 0
|  | CHVELER No. 12 | t | 12 |  | 0
|  | SCHVELER No. 16 | t | 12 |  | 0
|  | Egoza Kazachka 450/3 (86 revolutions) with increased protection against corrosion | km | 2.25 |  | 0
|  | Metal trays | piece | 2000 |  | 0
|  | Metal rolling | t | 54 |  | 0
|  | Angle steel 63x6 | t | 60 |  | 0
|  | Angle steel diameter 16 | t | 6 |  | 0
|  | self-tapping screw 4.5x76 in a package of 100 pcs. | piece | 36 |  | 0
|  | Sheet steel δ3 mm | m sq. | 110 |  | 0
|  | Rolled metal in assortment | t | 300 |  | 0
|  | Metal parts | piece | 900 |  | 0
|  | Washer M52 | kg | 20.46 |  | 0
|  | Washer M42 | kg | 25.92 |  | 0
|  | Washer M36 | kg | 20.96 |  | 0
|  | Washer M30 | kg | 12.92 |  | 0
|  | Washer M24 | kg | 5.96 |  | 0
|  | Nut M52 | kg | 34.94 |  | 0
|  | Nut M42 | kg | 49.95 |  | 0
|  | Bolt M52x190 | kg | 129.64 |  | 0
|  | Bolt M42x190 | kg | 77.81 |  | 0
|  | Bolt M36x150 | kg | 194.52 |  | 0
|  | Bolt M30x130 | kg | 123.54 |  | 0
|  | Bolt M24x100 | kg | 45.43 |  | 0
|  | Hot-rolled reinforcing steel | t | 4762.49 |  | 0
|  | Sheet steel 3-8 mm | t | 25.74 |  | 0
|  | Sheet steel 10-20 mm | t | 251.42 |  | 0
|  | Sheet steel 24 mm | t | 33.84 |  | 0
|  | Sheet steel 30 mm | t | 771.76 |  | 0
|  | Sheet steel 40 mm | t | 14.11 |  | 0
|  | Sheet steel 50 mm | t | 1003.62 |  | 0
|  | Steel C255 DSTU8539:2015 | t | 58.37 |  | 0
|  | Hot-rolled steel I-beams, C255, N 22 | t | 47.93 |  | 0
|  | Hot-rolled steel I-beams, C255, N 50B1 | t | 37.72 |  | 0
|  | Hot-rolled steel I-beams, C255, N 12 | t | 23.63 |  | 0
|  | Hot-rolled steel I-beams, C255, N 24М | t | 3.56 |  | 0
|  | Hot-rolled steel I-beams, C255, N 20 | t | 54.04 |  | 0
|  | Hot-rolled steel channels, C235, N16u, N20u | t | 30.02 |  | 0
|  | Hot-rolled steel I-beams, C255, N 40B2 | t | 42.53 |  | 0
|  | Steel corner (90x6; 63x4; 100x7; 75x7; 63x5) | t | 114.65 |  | 0
|  | Steel corner 125x8 | t | 6.55 |  | 0
|  | Hot-rolled steel channels, C235, N16u, N20u | t | 29.25 |  | 0
|  | Roofing sheet H-75 | m sq. | 9000 |  | 0
|  | Profile wall PS-20 | m sq. | 8000 |  | 0
|  | Profile sheet H 57-750-0.7 | m sq. | 2300 |  | 0
|  | Profile sheet PS-20 t.0.50 Zn100 | m sq. | 1400 |  | 0
|  | Metal sheet galvanized, painted 0.5x1250 mm. Zn100-140 art. DX51D (Roll) | m sq. | 1200 |  | 0
|  | Profile pipe 40x20x3 | t | 1.0172 |  | 0
|  | Profile pipe 40x40x4 | t | 1.3563 |  | 0
|  | Professional flooring PS-20 t.0.50 Zn100 | m sq. | 500 |  | 0
|  | Profile sheet PN57-0.8S320GD+Z275 | m sq. | 17800 |  | 0
|  | Profile sheet PN57-0.7S320GD+Z275 | m sq. | 1230 |  | 0
|  | Profile sheet PN57-0.9S320GD+Z275 | m sq. | 12800 |  | 0
|  | Profile PC75-0.7+Z275 | m sq. | 2700 |  | 0
|  | Profile PC20-0.5+Z275 | m sq. | 60 |  | 0
|  | Sheet EN 10143-1,0S EN 10292 1.0932+ZF100-Р-В-0 | t | 11 |  | 0
|  | Bolt M14*40 DIN 933 with a hexagonal head without coating, strength 10.9 | piece | 600 |  | 0
|  | Bolt M10*40 DIN 933 with a hexagonal head without coating, strength 10.9 | piece | 700 |  | 0
|  | Bolt M8*40 DIN 933 with a hexagonal head without coating, strength 10.9 | piece | 700 |  | 0
|  | Washer M8 DIN 9021 enlarged 140HV without coating | piece | 1400 |  | 0
|  | Washer M10 DIN 9021 enlarged 140HV without coating | piece | 1400 |  | 0
|  | Washer M14 DIN 9021 enlarged 140HV without coating | piece | 1200 |  | 0
|  | Nut M8, DIN 934, strength class 10.0 | piece | 700 |  | 0
|  | Nut M10, DIN 934, strength class 10.0 | piece | 700 |  | 0
|  | Nut M14, DIN 934, strength class 10.0 | piece | 600 |  | 0
|  | The base is metal | piece | 40 | 0 | 0
|  | Metal pipes | piece | 358 |  | 0
|  | Pins | piece | 4520 |  | 0
|  | DIN rail terminal | piece | 384 |  | 0
|  | Galvanized steel | piece | 27 |  | 0
| Steel materials Total |  |  | 110969.4635 | 0 | 15
| Lightning cable | BZT TK-9.1 | km | 2 |  | 2
|  | Lightning protection cable TK 9.1 (S-50) | km | 5 |  | 0
|  | Lightning protective cable TK-9,1 | t | 18 |  | 0
|  | S-50 thunderbolt | t | 4.2 |  | 0
|  | Lightning cable 8.2 mm2 | km | 5 |  | 0
|  | Lightning cable 9.1 mm2 2 | km | 5 |  | 0
|  | Lightning protection cable with optical fiber | km | 9 |  | 0
|  | THUNDER PROTECTION CABLE TK-8,2-G-V-S-N-R-1770 | t | 10 |  | 0
|  | THUNDER PROTECTION CABLE TK-9,1-G-V-S-N-R-1770 | km | 10 |  | 0
|  | Thunderstorm C35 | km | 10 |  | 0
|  | TK-50 | km | 50 |  | 0
| Lightning protective cable Result |  |  | 128.2 |  | 2
| Electric tires | ADO brand aluminum tire | t | 0.1 |  | 0
|  | Aluminum tire 100x1000 mm | km | 0.1 |  | 0
|  | ALUMINUM TIRE 5X50 | t | 1.48 |  | 0
|  | Aluminum tire 60x10 | km | 0.5 |  | 0
|  | AD-31 aluminum tire | t | 0.1 |  | 0
|  | ADO brand aluminum tire | t | 0.9 |  | 0
|  | APB bus for 100 kVa — 4x11.2/055 mm | t | 0.09 |  | 0
|  | APB bus for 63 kVa - 7x8 mm | t | 0.08 |  | 0
|  | aluminum tire AD31 8/80 | km | 0.08 |  | 0
|  | Tire bridge | piece | 4 |  | 0
|  | Complete screened conductor 18 kV | piece | 1 |  | 0
|  | Aluminum tire 8x80x3000 mm, AD0 | piece | 96 |  | 0
|  | Tire holder ShPPSh-2kv-2 UZ | piece | 300 |  | 0
|  | Compensator KSHM 80x10 B U2 | piece | 42 |  | 0
| Electric tires Total |  |  | 446.43 |  | 0
| Conveyor belt | Conveyor belt | km | 3 |  | 0
| Conveyor belt Total |  |  | 3 |  | 0
| Wire | Wire PEEA-130 1.8 mm | t | 0.06 |  | 0
|  | Wire PEEA-130 2.0 mm | t | 0.06 |  | 0
|  | wires | km | 9 |  | 0
| Wire Result |  |  | 9.12 |  | 0
| Materials for electrical network repair | Heat-shrink coupling 10 kV | piece | 50 | 0 | 0
|  | Coupling connecting STP (70-250) | piece | 200 |  | 0
|  | Connecting coupling 10STp-9 | piece | 10 |  | 0
|  | Final couplings 10KNTpN-9 | piece | 60 |  | 0
|  | Clutch 3Stp 10 70-120 | piece | 10 | 0 | 0
|  | Anti-corrosion paste for electrical connections | piece | 46 |  | 0
| Materials for electrical network repair Total |  |  | 376 | 0 | 0
| Materials for the repair of the gas distribution network | Bolt M20x90 | kg | 12 |  | 0
|  | Nut M20 | kg | 3 |  | 0
|  | Nut M24 | kg | 3.4 |  | 0
|  | Plug ZNE PE 100 GAZ SDR 11-32 | piece | 4 |  | 0
|  | Plug ZNE PE 100 GAZ SDR 11-40 | piece | 4 |  | 0
|  | Plug ZNE PE 100 GAZ SDR 11-50 | piece | 6 |  | 0
|  | Plug ZNE PE 100 GAZ SDR 11-63 | piece | 2 |  | 0
|  | Plug ZNE PE 100 GAZ SDR 11-90 | piece | 5 |  | 0
|  | Connection PE/ST Du 25/20 | piece | 1 |  | 0
|  | Connection PE/ST Du 32/25 | piece | 1 |  | 0
|  | Clutch ZNE PE 100 GAZ SDR 11-50 | piece | 6 |  | 0
|  | Clutch ZNE PE 100 GAZ SDR 11-75 | piece | 2 |  | 0
|  | Thermizol 1.5 film | t | 0.017 |  | 0
|  | Steel blinds for flanges (25-300mm) | piece | 11 |  | 0
|  | Metal bandages for pipes (32-500mm) | piece | 11 |  | 0
|  | Plugs (15-50mm, internal and external thread) | piece | 11 |  | 0
|  | Plugs steel Du 15 internal thread | piece | 22 |  | 0
|  | Plugs steel Du 15 external thread | piece | 22 |  | 0
|  | Plugs steel Du 20 internal thread | piece | 22 |  | 0
|  | Plugs steel Du 20 external thread | piece | 22 |  | 0
|  | Plugs steel Du 25 internal thread | piece | 22 |  | 0
|  | Plugs steel Du 25 external thread | piece | 22 |  | 0
|  | Plugs steel Du 32 external thread | piece | 22 |  | 0
|  | Plugs steel Du 32 internal thread | piece | 22 |  | 0
|  | Plugs steel Du 40 internal thread | piece | 22 |  | 0
|  | Plugs steel Du 40 external thread | piece | 22 |  | 0
|  | Plugs steel Du 50 external thread | piece | 22 |  | 0
|  | Plugs steel Du 50 internal thread | piece | 22 |  | 0
|  | Metal bandages for pipes (32-500 mm) | piece | 16 |  | 0
|  | Biconite gasket DN1000 1122x1020x5 mm PN16 | piece | 2 |  | 0
|  | Biconite gasket DN800 908x820x5 mm PN16 | piece | 2 |  | 0
|  | Biconite gasket DN700 798x720x5 mm PN16 | piece | 2 |  | 0
|  | Biconite gasket DN600 728x620x5 mm PN16 | piece | 2 |  | 0
|  | Biconite gasket DN500 615x528x4 mm PN16 | piece | 34 |  | 0
|  | Biconite gasket DN400 495x421x4 mm PN16 | piece | 6 |  | 0
|  | Biconite gasket DN350 442x372x4 mm PN16 | piece | 34 |  | 0
|  | Biconite gasket DN300 382x318x4 mm PN16 | piece | 34 |  | 0
|  | Biconite gasket DN250 327x264x4 mm PN16 | piece | 34 |  | 0
|  | Washer M24 | kg | 1 |  | 0
|  | Bolt M24x100 | kg | 13 |  | 0
|  | Welded steel flange DN1000 PN25 | piece | 2 |  | 0
|  | Welded steel flange DN250 PN16 | piece | 4 |  | 0
|  | Welded steel flange DN300 PN16 | piece | 4 |  | 0
|  | Welded steel flange DN350 PN16 | piece | 4 |  | 0
|  | Welded steel flange DN400 PN16 | piece | 4 |  | 0
|  | Welded steel flange DN500 PN16 | piece | 4 |  | 0
|  | Welded steel flange DN600 PN16 | piece | 2 |  | 0
|  | Welded steel flange DN700 PN16 | piece | 2 |  | 0
|  | Welded steel flange DN800 PN16 | piece | 2 |  | 0
|  | Steel blinds for flanges (25-300 mm) | set | 16 |  | 0
|  | Plugs (15-50 mm, male and female threads) | set | 16 |  | 0
|  | Steel shieldings for flanges (25-300) | piece | 27 |  | 0
|  | Metal braces for pipes (32 - 500 mm) / Metal braces for pipes (32-500 mm) | piece | 27 |  | 0
|  | Blanking plugs (15 - 50 mm, internal and external thread) | piece | 27 |  | 0
|  | Welded gas compensator DN700 PN25 with external pressure and internal insert (bellows and external insert AISI 304/ pipes and body boiler steel 355GH DN700 AXIAL: +/-330 mm, L-2500 mm) | piece | 1 |  | 0
|  | DN1000 PN25 insulating flange connection | piece | 1 |  | 0
|  | Steel tee uneven passage DN1000*700 (1020*720) PN25 | piece | 1 |  | 0
|  | Steel outlet 90° DN1000*12.0 PN25 | piece | 8 |  | 0
|  | Steel outlet 76x3.5 (DN65) | piece | 6 |  | 0
|  | Steel outlet 89x3.5 (DN80) | piece | 6 |  | 0
|  | Steel outlet 108x4.0 (DN100) | piece | 6 |  | 0
|  | Steel outlet 133x4.0 (DN125) | piece | 2 |  | 0
|  | Steel outlet 159x5.0 (DN150) | piece | 6 |  | 0
|  | Steel outlet 219x6.0 (DN200) | piece | 4 |  | 0
|  | Steel transition 57x38 (DN 50x32) | piece | 3 |  | 0
|  | Steel transition 76x57 (DN 65x50) | piece | 4 |  | 0
|  | Steel transition 89x76 (DN 80x65) | piece | 4 |  | 0
|  | Steel transition 108x89 (DN 100x80) | piece | 3 |  | 0
|  | Steel transition 133x108 (DN 125x100) | piece | 4 |  | 0
|  | Steel transition 159x108 (DN 150x100) | piece | 3 |  | 0
|  | Steel transition 219x159 (DN 200x150) | piece | 3 |  | 0
|  | Plug steel elliptical 57x3.5 (DN50) | piece | 6 |  | 0
|  | Plug steel elliptical 76x3.5 (DN65) | piece | 6 |  | 0
|  | Plug steel elliptical 89x3.5 (DN80) | piece | 6 |  | 0
|  | Plug steel elliptical 108x4.0 (DN100) | piece | 6 |  | 0
|  | Plug steel elliptical 133x4.0 (DN125) | piece | 6 |  | 0
|  | Plug steel elliptical 159x4.5 (DN150) | piece | 6 |  | 0
|  | Plug steel elliptical 219x8.0 (DN200) | piece | 6 |  | 0
|  | Plug steel threaded DN25 internal thread | piece | 22 |  | 0
|  | Plug steel threaded DN25 external thread | piece | 3 |  | 0
|  | Plug steel threaded DN32 internal thread | piece | 25 |  | 0
|  | Plug steel threaded DN32 external thread | piece | 3 |  | 0
|  | Elbow 90° ZNE PE 100 GAZ SDR 11-20 | piece | 4 |  | 0
|  | Elbow 90° ZNE PE 100 GAZ SDR 11-25 | piece | 4 |  | 0
|  | Elbow 90° ZNE PE 100 GAZ SDR 11-32 | piece | 4 |  | 0
|  | Elbow 90° ZNE PE 100 GAZ SDR 11-40 | piece | 4 |  | 0
|  | Elbow 90° ZNE PE 100 GAZ SDR 11-50 | piece | 1 |  | 0
|  | Elbow 90° ZNE PE 100 GAZ SDR 11-75 | piece | 2 |  | 0
|  | Elbow 90° ZNE PE 100 GAZ SDR 11-90 | piece | 1 |  | 0
|  | Elbow 90° ZNE PE 100 GAZ SDR 11-110 | piece | 1 |  | 0
|  | Elbow 90° ZNE PE 100 GAZ SDR 11-125 | piece | 1 |  | 0
|  | Elbow 90° ZNE PE 100 GAZ SDR 11-160 | piece | 1 |  | 0
|  | Clutch ZNE PE 100 GAZ SDR 11-20 | piece | 6 |  | 0
|  | Clutch ZNE PE 100 GAZ SDR 11-180 | piece | 1 |  | 0
|  | Seat PE 100 GAZ SDR 11-63/63 | piece | 3 |  | 0
|  | Seat PE 100 GAZ SDR 11-63/32 | piece | 3 |  | 0
|  | Seat PE 100 GAZ SDR 11-75/63 | piece | 3 |  | 0
|  | Seat PE 100 GAZ SDR 11-75/32 | piece | 3 |  | 0
|  | Seat PE 100 GAZ SDR 11-90/63 | piece | 3 |  | 0
|  | Seat PE 100 GAZ SDR 11-90/32 | piece | 3 |  | 0
|  | Seat PE 100 GAZ SDR 11-110/63 | piece | 3 |  | 0
|  | Seat PE 100 GAZ SDR 11-110/32 | piece | 3 |  | 0
|  | Connection PE/ST Du 40/32 | piece | 1 |  | 0
|  | Connection PE/ST Du 50/40 | piece | 1 |  | 0
|  | Connection PE/ST Du 125/100 | piece | 1 |  | 0
|  | Connection PE/ST Du 140/125 | piece | 1 |  | 0
|  | Connection PE/ST Du 160/150 | piece | 1 |  | 0
|  | Connection PE/ST Du 180/160 | piece | 1 |  | 0
|  | Plug ZNE PE 100 GAZ SDR 11-20 | piece | 4 |  | 0
|  | Plug ZNE PE 100 GAZ SDR 11-25 | piece | 6 |  | 0
|  | Plug ZNE PE 100 GAZ SDR 11-75 | piece | 4 |  | 0
|  | Plug ZNE PE 100 GAZ SDR 11-110 | piece | 110 |  | 0
|  | Plug PE 100 GAZ SDR 11-140 | piece | 1 |  | 0
|  | Plug PE 100 GAZ SDR 11-180 | piece | 1 |  | 0
|  | Faucet brass ball coupling Д15 (1/2") w/c (handle) FIV | piece | 15 |  | 0
|  | Faucet brass ball coupling D20 (3/4") in/in (handle) FIV | piece | 70 |  | 0
|  | Faucet brass ball joint Д20 (3/4") internal/external thread (handle) FIV | piece | 100 |  | 0
|  | Faucet brass ball coupling 1 D25 (1") thread internal/internal (butterfly) FIV | piece | 70 |  | 0
|  | Faucet brass ball coupling Д25 (1") thread internal/external (butterfly) FIV | piece | 100 |  | 0
|  | Faucet brass ball coupling D32 (1 1/4") thread internal/internal (handle) FIV | piece | 80 |  | 0
|  | Faucet brass ball coupling D32 (1 1/4") internal/external thread (handle) FIV | piece | 15 |  | 0
|  | Faucet brass ball coupling D40 (1 1/2") thread internal/internal (handle) FIV | piece | 10 |  | 0
|  | Faucet brass ball coupling D40 (1 1/2") internal/external thread (handle) FIV | piece | 15 |  | 0
|  | Faucet brass ball coupling Д50 (2") thread internal/internal (handle) FIV | piece | 30 |  | 0
|  | Faucet brass ball joint Д50 (2") internal/external thread (handle) FIV | piece | 15 |  | 0
|  | Steel coupling DN20 mm | piece | 70 |  | 0
|  | Steel coupling DN25 mm | piece | 100 |  | 0
|  | Steel coupling DN32 mm | piece | 100 |  | 0
|  | DN40 mm steel coupling | piece | 10 |  | 0
|  | DN50 mm steel coupling | piece | 30 |  | 0
|  | Steel lock nut DN20 mm | piece | 70 |  | 0
|  | Steel lock nut DN25 mm | piece | 100 |  | 0
|  | Steel lock nut DN32 mm | piece | 100 |  | 0
|  | Steel lock nut DN40 mm | piece | 10 |  | 0
|  | Steel lock nut DN50 mm | piece | 30 |  | 0
|  | Steel pipe DN20 mm | piece | 70 |  | 0
|  | Steel pipe DN25 mm | piece | 100 |  | 0
|  | Steel pipe DN32 mm | piece | 100 |  | 0
|  | Steel pipe DN40 mm | piece | 10 |  | 0
|  | Steel pipe DN50 mm | piece | 30 |  | 0
|  | Short steel thread DN15 mm | piece | 60 |  | 0
|  | Short steel thread DN20 mm | piece | 200 |  | 0
|  | Short steel thread DN25 mm | piece | 200 |  | 0
|  | Thread steel short DN32 mm | piece | 200 |  | 0
|  | Short steel thread DN40 mm | piece | 60 |  | 0
|  | Short steel thread DN50 mm | piece | 100 |  | 0
|  | Thread Du 15 steel long | piece | 10 |  | 0
|  | Thread Du 20 steel long | piece | 10 |  | 0
|  | Thread Du 25 steel long | piece | 10 |  | 0
|  | Thread Du 32 steel long | piece | 10 |  | 0
|  | Thread Du 40 steel long | piece | 10 |  | 0
|  | Thread Du 50 steel long | piece | 10 |  | 0
|  | DN50 PN16 full-pass ball flanged faucet | piece | 3 |  | 0
|  | DN65 PN16 full-pass ball flanged faucet | piece | 3 |  | 0
|  | DN80 PN16 full-pass ball flanged faucet | piece | 4 |  | 0
|  | DN100 PN16 full-pass ball flanged faucet | piece | 5 |  | 0
|  | DN150 PN16 full-bore flanged ball valve with a reducer | piece | 1 |  | 0
|  | Welded steel flange DN50 PN16 | piece | 10 |  | 0
|  | Welded steel flange DN65 PN16 | piece | 10 |  | 0
|  | Welded steel flange DN80 PN16 | piece | 10 |  | 0
|  | Welded steel flange DN100 PN16(A) | piece | 10 |  | 0
|  | Bolt M12x50 | kg | 3 |  | 0
|  | Washer M12 | kg | 0.7 |  | 0
|  | Washer M16 | kg | 4 |  | 0
|  | Washer M20 | kg | 1.3 |  | 0
|  | Biconite gasket DN15 50x22x2 mm PN16 | piece | 30 |  | 0
|  | Biconite gasket DN20 56x28x2 mm PN16 | piece | 30 |  | 0
|  | Biconite gasket DN25 68x33x2 mm PN16 | piece | 30 |  | 0
|  | Biconite gasket DN32 81x38x2 mm PN16 | piece | 30 |  | 0
|  | Biconite gasket DN40 91x45x2 mm PN16 | piece | 30 |  | 0
|  | Biconite gasket DN50 106x57x3 mm PN16 | piece | 30 |  | 0
|  | Biconite gasket DN65 126x75x3 mm PN16 | piece | 30 |  | 0
|  | Biconite gasket DN80 141x87x3 mm PN16 | piece | 30 |  | 0
|  | Biconite gasket DN100 161x106x3 mm PN16 | piece | 30 |  | 0
|  | Biconite gasket DN125 185x135x3 mm PN16 | piece | 30 |  | 0
|  | Biconite gasket DN150 210x160x3 mm PN16 | piece | 30 |  | 0
|  | Biconite gasket DN200 282x216x3 mm PN16 | piece | 30 |  | 0
|  | DN20 PN40 welded full-pass ball valve | piece | 6 |  | 0
|  | DN25 PN40 welded full-pass ball valve | piece | 6 |  | 0
|  | DN32 PN40 welded full-pass ball valve | piece | 6 |  | 0
|  | DN40 PN40 welded full-pass ball valve | piece | 6 |  | 0
|  | DN50 PN40 welded full-pass ball valve | piece | 6 |  | 0
|  | DN65 PN25 welded full-pass ball valve | piece | 6 |  | 0
|  | DN80 PN25 welded full-pass ball valve | piece | 5 |  | 0
|  | DN100 DN25 welded full-pass ball valve | piece | 5 |  | 0
|  | DN125 PN25 welded full-pass ball valve | piece | 1 |  | 0
|  | Electrodes, diameter 4 mm | kg | 40 |  | 0
|  | Welding wire 3 SV 08A for acetylene | kg | 111 |  | 0
|  | Repair clamp DN50 mm P.050.00 | piece | 4 |  | 0
|  | Repair clamp DN80 mm P.080.00 | piece | 4 |  | 0
|  | Repair clamp DN100 mm P.100.00 | piece | 4 |  | 0
|  | Repair clamp DN150 mm P.150.00 | piece | 3 |  | 0
|  | Repair clamp DN200 mm P.200.00 | piece | 3 |  | 0
|  | Repair clamp DN250 mm P.250.00 | piece | 2 |  | 0
|  | Repair clamp DN300 mm P.300.00 | piece | 2 |  | 0
|  | Repair clamp DN350 mm P.350.00 | piece | 2 |  | 0
|  | Repair clamp DN400 mm P.400.00 | piece | 1 |  | 0
|  | Repair clamp DN500 mm P.500.00 | piece | 1 |  | 0
|  | Repair clamp DN600 mm P.600.00 | piece | 1 |  | 0
|  | Repair clamp DN700 mm P.700.00 | piece | 1 |  | 0
|  | Repair clamp DN800 mm P.800.00 | piece | 1 |  | 0
|  | Repair clamp DN1000 mm P.1000.00 | piece | 1 |  | 0
|  | Pin M12x1000 | piece | 3 |  | 0
|  | Pin M16x1000 | piece | 2 |  | 0
|  | Pin M20x1000 | piece | 1 |  | 0
|  | Pin M24x1000 | piece | 1 |  | 0
|  | Rolled corner 40x40x4 | t | 0.036 |  | 0
|  | Linen mesh | t | 0.006 |  | 0
|  | Seal stuffing 8 mm | t | 0.008 |  | 0
|  | Biconite 3 500x500 | t | 0.008 |  | 0
|  | Technical rubber | t | 0.008 |  | 0
|  | Universal thread for sealing threaded connections | km | 3.2 |  | 0
|  | Martens bandage | t | 0.008 |  | 0
|  | Fireclay clay | t | 0.04 |  | 0
|  | Bitumen BN 70/30 | t | 0.033 |  | 0
|  | Liquefied gas | t | 0.017 |  | 0
|  | Signal tape Caution gas! | km | 1 |  | 0
|  | Combined house pressure regulator, flow capacity 10 m3/h | piece | 15 |  | 0
|  | Combined house pressure regulator, flow capacity 25 m3/h | piece | 5 |  | 0
|  | cabinet gas regulating point throughput 100 m3/h | piece | 2 |  | 0
|  | Safety relief valve, DN 25 | piece | 2 |  | 0
|  | Cabinet gas regulating point, throughput 600 m3/h | piece | 2 |  | 0
|  | Pressure regulator with built-in safety shut-off valve DN 25 | piece | 10 |  | 0
|  | Gas pressure regulator with built-in safety shut-off valve DN 40 | piece | 6 |  | 0
|  | Gas pressure regulator with built-in safety shut-off valve DN 50 | piece | 6 |  | 0
|  | Cabinet gas regulating point, throughput 50 m3/h | piece | 4 |  | 0
|  | Cabinet gas regulating point, throughput 300 m3/h | piece | 2 |  | 0
| Materials for gas distribution network repair Total |  |  | 4061.781 |  | 0
| Metal cables | Power aluminum steel cable AMS-460 bar (rod) D- 33 mm on a metal coil | km | 20 |  | 0
| Metal cables Result |  |  | 20 |  | 0
Materials Result |  |  |  | 234514.0375 | 0 | 4269
Mechanisms | Jacks | Hydraulic jack (10 t) | piece | 14 |  | 0
|  | Hydraulic jacks 5 tons. | piece | 345 |  | 7
|  | Rail jacks | piece | 326 |  | 5
|  | Rail jack with a load capacity of 3 tons | piece | 2 |  | 1
|  | Hydraulic jacks with a load capacity of 5 tons | piece | 10 |  | 5
|  | Jack | piece | 4 |  | 0
|  | Hydraulic telescopic jack with a pump | piece | 2 |  | 0
| Jacks Total |  |  | 703 |  | 18
| Other mechanisms | acetylene generator ASP-15-10 | piece | 10 |  | 0
|  | Pump impeller | piece | 12 |  | 0
|  | Gas-piston unit Wärtsilä 34SG 10MW with a boiler with a heat exchanger | piece | 4 |  | 0
|  | Hydraulic slurry pump (SP35 DOA (Italy)-1 pc., included: heat-resistant flat pressure hose D = 75 mm or analog0 | piece | 16 |  | 0
|  | Pipe bender for copper pipe 6-8-10mm Yato YT-21840 | piece | 4 |  | 0
|  | Installation for drying and filtering turbine and transformer oils, 4 m3/h, 35 kW | piece | 1 |  | 0
|  | Electric mounting winch LM-3.2 or equivalent | piece | 1 |  | 0
|  | Mounting block with a hook (two-wheeled) 10t or equivalent | piece | 2 |  | 0
|  | Assembly block BM-5 (single-sheave) in/p 5t | piece | 2 |  | 0
|  | Mounting block with hook BM-1,6-01 or equivalent | piece | 8 |  | 0
|  | Tal manual lever v/p 0.75t or equivalent | piece | 13 |  | 0
|  | Pulley F300 with Insulator (roller roller) | piece | 321 |  | 0
| Other mechanisms Result |  |  | 394 |  | 0
| Mechanisms are special | Manual chain winch with a load capacity of 3 tons | piece | 6 |  | 0
|  | Winch LV-25 | piece | 2 |  | 0
|  | LV-25 winch complete with d18 rope | piece | 3 |  | 0
|  | WINCH LPER-6.3/1500U | piece | 1 |  | 0
|  | Lifting machine Ts - 1.2 x 1 | piece | 1 |  | 0
|  | Polyspast | piece | 5 |  | 0
|  | Vibrating plate Zipper ZI-RPE60 | piece | 1 |  | 0
|  | Manual winch ST-116.1 | piece | 4 |  | 0
|  | Installation of diamond drilling in a set of 50-250 mm | piece | 1 |  | 0
|  | Hydraulic oil station included: high-pressure hose with a set of closed quick-release connections, L=7000mm prepared (4 pcs.) | piece | 14 |  | 0
|  | Hydraulic vertical bending machine 250 tons | piece | 1 |  | 0
|  | Horizontal boring machine (spindle 160, table 3000x3500) | piece | 1 |  | 0
|  | Horizontal boring machine (spindle 125, table 2000x2500) | piece | 1 |  | 0
|  | DIP200 lathe and screw-cutting machine | piece | 1 |  | 0
|  | DIP300 lathe and screw-cutting machine | piece | 1 |  | 0
|  | DIP400 lathe and screw-cutting machine | piece | 1 |  | 0
|  | DIP700 lathe and screw-cutting machine | piece | 1 |  | 0
|  | Lathe OT (similar to BIGLIA CNC TURN TURTLE OT) | piece | 1 |  | 0
|  | Turning center (similar to NILES-SIMMONS N30/LT*4500) | piece | 1 |  | 0
|  | Milling center (similar to HORIZONTAL MILLING CENTER WITH CNC "BLUESTAR") | piece | 1 |  | 0
|  | Vertical milling machine (similar to VERTICAL MILLING CONS. FSS450R) | piece | 1 |  | 0
|  | Radial drilling machine (radial drilling analogue 2m55) | piece | 1 |  | 0
|  | Radial drilling machine (similar to the 2A587 radial drilling machine) | piece | 1 |  | 0
|  | Coordinate-boring machine (similar to the 2A450 coordinate-boring machine) | piece | 1 |  | 0
|  | Threaded manipulator | piece | 1 |  | 0
|  | The machine for processing roller rollers | piece | 1 |  | 0
| Special mechanisms Result |  |  | 54 |  | 0
| A pump for various purposes | Daishin PTD 306 TS | piece | 1 |  | 0
|  | Excavator pump type HRT 1250/71 1250m3/h; 71 m | piece | 10 |  | 6
|  | Drilling pumps | piece | 4 |  | 0
|  | Value VE-135 vacuum pump | piece | 1 |  | 0
|  | Hydraulic oil station GPV13 (Stanley), complete with: RVT Ø1\2'' L=10m | piece | 160 |  | 5
|  | Non-adjustable axial-piston hydraulic motor | piece | 8 |  | 0
|  | Hydraulic pump 210.12.06.05. | piece | 10 |  | 0
|  | Deep pumping installations | piece | 8 |  | 0
|  | Main pumping units | piece | 24 |  | 0
|  | Submersible pump Stanley TPV16 | piece | 184 |  | 3
|  | Submersible pump for water Metabo DP 18-5 SA, 900 W or similar | piece | 28 |  | 0
|  | Compressor UKVSH-5/7 | piece | 1 |  | 0
|  | Condensate pump of the boiler room | piece | 2 |  | 0
|  | Condensate diverter | piece | 7 |  | 0
|  | Condensate pump | piece | 2 |  | 0
|  | The machine is vacuum | piece | 3 |  | 0
|  | Motor pump | piece | 4 |  | 0
|  | Motor pump for dirty water Daishin PTD306TS | piece | 1 |  | 0
|  | Fire engine pump MP-1600 | piece | 2 |  | 0
|  | pump | piece | 41 |  | 0
|  | Pump 1B20 | piece | 27 |  | 0
|  | Pump 1B-20 | piece | 2 |  | 0
|  | Pump Grundfos CRE 95-2-2 NFAE-HQQE 380-480 60 HZ | piece | 20 |  | 0
|  | Pump Grundfos TP 65-340/2 AFA-BQQE-LX1 | piece | 20 |  | 0
|  | Pump Grundfos TP 80-400/2 AFA-BQQE-OX1 | piece | 20 |  | 0
|  | Pump Grundfos TPE 65-340/2 SAFA-BQQE-LD1 | piece | 20 |  | 0
|  | Pump Grundfos TPE 80-250/2 AFA-BQQE-MD1 | piece | 20 |  | 0
|  | Pump Grundfos TPE 80-330/2 SAFA-BQQE-ND1 | piece | 20 |  | 0
|  | Pump Grundfos TPE 80-400/2 SAFA-BQQE-OX1 | piece | 20 |  | 0
|  | Pump Grundfos TPE 80-520/2 SAFA-BQQE-PX1 | piece | 20 |  | 0
|  | Du-40 horizontal glandless pump | piece | 1 |  | 0
|  | Vacuum pump N 811 KT.18 | piece | 2 |  | 0
|  | Dry running vacuum pump | piece | 2 |  | 0
|  | Pump VVN2-150m | piece | 2 |  | 0
|  | Centrifugal vertical pump with an electric motor | piece | 1 |  | 0
|  | Centrifugal vertical pump with electric motor HELIX V2211-3/25/E/K/400-50 | piece | 1 |  | 0
|  | Centrifugal vertical pump with Du-100 electric motor | piece | 1 |  | 0
|  | Centrifugal pump for chemically aggressive liquids with an electric motor | piece | 3 |  | 0
|  | Centrifugal pump for chemically aggressive liquids with an electric motor VM-B32/250-2.2/4 | piece | 3 |  | 0
|  | The hydraulic pump is adjustable with a power regulator | piece | 2 |  | 0
|  | Horizontal centrifugal pump for chemically aggressive liquids with an electric motor | piece | 3 |  | 0
|  | Pump for hydraulic fracturing | piece | 1 |  | 0
|  | Dosing pump | piece | 30 |  | 0
|  | ECV 5-6.5-120 pump | piece | 2 |  | 0
|  | Pump with axial connector Du-350 | piece | 2 |  | 0
|  | Pump with axial connector Du-400 | piece | 2 |  | 0
|  | Submersible pump | piece | 1 |  | 0
|  | Submersible pump GNOM FR 4-17D | piece | 2 |  | 0
|  | Pump K60 | piece | 7 |  | 0
|  | Pump K90 | piece | 5 |  | 0
|  | condensate pump | piece | 2 |  | 0
|  | Pump H-403ER | piece | 10 |  | 0
|  | NP pump - 200.000.04 | piece | 5 |  | 0
|  | Pump NSh 10D-3L | piece | 20 |  | 0
|  | Pump NSh 50V-4L | piece | 50 |  | 0
|  | Pump NSh-250 with electric EDKOF engine 55 kW 1500 rpm | piece | 2 |  | 0
|  | Well pump GRUNDFOS SQ 3-80 (96510208) | piece | 6 |  | 0
|  | Standard monobloc horizontal pump | piece | 3 |  | 0
|  | Chemical pump x-50-32-125 with an electric motor | piece | 4 |  | 0
|  | Circulation pump WILO BL 32/160-4/2 | piece | 40 |  | 0
|  | Circulating pump WILO BL 32/220-1.5/4 | piece | 40 |  | 0
|  | Circulating pump WILO BL 65/170-15/2 | piece | 40 |  | 0
|  | Circulation pump Wilo CronoBloc BL 65/210-22/2 or similar | piece | 40 |  | 0
|  | Circulation pump Wilo CronoLine IL 50/160-5.5/2 or similar | piece | 40 |  | 0
|  | Circulating pump Wilo TOP-S 50/10 DM PN10 with connection kit or analogue | piece | 40 |  | 0
|  | Circulating pump Wilo TOP-S 65/15 DM PN10 with connection kit or analogue | piece | 40 |  | 0
|  | CNS pump 100x60 s el. engine | piece | 1 |  | 0
|  | CNS pump 105-98 | piece | 1 |  | 0
|  | CNS pump 180x255 | piece | 4 |  | 0
|  | CNS pump 300x600 | piece | 4 |  | 1
|  | Pump CNS-180/212 | piece | 4 |  | 0
|  | Pump CNS-300/360 | piece | 1 |  | 0
|  | Pump CNS300/480 | piece | 2 |  | 0
|  | Pump CNS-60/150 | piece | 2 |  | 0
|  | Pump CNS-850/360 | piece | 1 |  | 1
|  | Pump TsNSSh300-570 with a 6000V electric motor | piece | 1 |  | 0
|  | Pump ShN-270-40, analogue | piece | 2 |  | 0
|  | Pump ShN-50-25, analogue | piece | 4 |  | 0
|  | ShN-80 pump | piece | 5 |  | 0
|  | Dispenser pump | piece | 5 |  | 0
|  | Pumps for injecting liquid foaming agents | piece | 75 |  | 0
|  | Submersible pumps | piece | 2 |  | 0
|  | Pump station WILO COR 3 HELIX V 5203/2/CR-EB | piece | 40 |  | 0
|  | Pump station WILO COR 3 HELIX V 5204/2/CR-EB | piece | 40 |  | 0
|  | CIS-200/32 pumping station | piece | 2 |  | 0
|  | Central pumping station 180*425, or similar | piece | 1 |  | 0
|  | Pump unit | piece | 137 |  | 0
|  | pump unit (with electric motor) | piece | 7 |  | 0
|  | Pump unit for cementing and repair of wells | piece | 6 |  | 0
|  | Pump unit CNS 105x98 complete with electric motor 2V250S2 75kW 3000rpm, with frame | piece | 2 |  | 0
|  | Pump unit CNS 180x297 complete with frame and electric motor VAO-2 250 kW, 1500 rpm | piece | 2 |  | 0
|  | Pump unit CNS 300x600 complete with electric motor VAO-2 800kWh1500rpm, 3-frame, starting equipment KRUV-6 | piece | 2 |  | 0
|  | Pump unit CNS 300x600 complete with electric motor VAO-2 800kW, 1500 rpm, 6000V | piece | 3 |  | 0
|  | Pump unit TsNS-180/127 with el. with a 110/1500 kW engine | piece | 3 |  | 0
|  | Pump unit TsNS-180/255 with el. with a 250/1500 kW engine | piece | 2 |  | 1
|  | Pump unit TsNS-180/340 with el. with a 315/1500 kW engine | piece | 1 |  | 1
|  | Pump unit TsNS-300/360 with el. with a 500/1500 kW engine | piece | 1 |  | 0
|  | Pump unit TsNS300x480 complete with electric motor VAO-2 630kW 1500rpm | piece | 1 |  | 0
|  | Pump unit TsNS60x99 complete with electric motor 37kW 3000kW | piece | 1 |  | 0
|  | Pumping units with electric motors CNS 180x297 with VAO2 450 250kW 1500rpm engine, or similar | piece | 2 |  | 0
|  | Pumping units with electric motors CNS 300x300 with VAO2 450 400kW 1500rpm engine, or similar | piece | 1 |  | 0
|  | Mobile diesel compressor | piece | 4 |  | 0
|  | Submersible drainage pump | piece | 1 |  | 0
|  | Pump | piece | 2 |  | 0
|  | End seal for WILO pump (feeding pump | piece | 1 |  | 0
|  | End seal for WILO pump (condensate pump) | piece | 2 |  | 0
|  | Phosphate pump dispenser | piece | 2 |  | 0
|  | Circulation pump with flange connection | piece | 2 |  | 0
|  | CNS 180x128 with a shaft | piece | 4 |  | 0
|  | CNS 180x128 with VAO2 450 250kW 1500rpm engine, or similar | piece | 5 |  | 0
|  | CNS 180x297 with an electric motor | piece | 2 |  | 0
|  | CNS 180x425 with a 400 kW electric motor | piece | 2 |  | 1
|  | CNS 300/420 | piece | 3 |  | 2
|  | CNS 300x240 with shaft | piece | 2 |  | 0
|  | CNS 300x240 with VAO2 engine 400kW 1500rpm, or similar | piece | 2 |  | 0
|  | CNS 300x300 with a 500 kW electric motor | piece | 4 |  | 0
|  | CNS 300x360 with a 500 kW electric motor | piece | 2 |  | 0
|  | CNS 300x480 with shaft | piece | 5 |  | 0
|  | CNS 300x480 with VAO2 engine 630kW 1500rpm, or similar | piece | 3 |  | 0
|  | CNS 410/273 | piece | 2 |  | 0
|  | CNS 60x250 with a shaft | piece | 1 |  | 0
|  | CNS 60x250 with a 2VR280 132kW 1500rpm engine, or similar | piece | 3 |  | 0
|  | Slurry pumping units | piece | 12 |  | 0
|  | Pump for collecting and pumping | piece | 1 |  | 0
|  | Block of hydrate formation inhibitor dispenser pumps for installation of complex gas preparation | piece | 1 |  | 0
|  | Pumping and compressor equipment | piece | 8 |  | 0
|  | Condensate pumps working in tandem with electric motors 113 4M 250KW 1480 rpm | piece | 3 | 0 | 0
|  | pump for pumping out water | piece | 1 |  | 0
|  | Motor pump for dirty water | piece | 2 |  | 0
|  | Compressor GTM KCW1500-50L 27154 | piece | 2 |  | 0
|  | Car pump Lavita SPR 2802 | piece | 5 |  | 0
|  | Pumps and water pumps | piece | 10 |  | 0
|  | Pump Wilo PICO 25/1-4 | piece | 3 |  | 0
|  | Grundflos SP77-7 submersible well pump with cable | piece | 2 |  | 0
|  | Hydraulic oil station (Super aspid B (DOA) included: high-pressure hose with a set of closed quick-release connections, L=7000mm prepared (4pcs) or similar) | piece | 31 |  | 0
|  | Hydraulic slurry pump (SP35 DOA (Italy)-1pc, included: heat-resistant flat pressure hose D=76mm or similar) | piece | 43 |  | 0
|  | Hydraulic oil station GPV13 (Stanley) | piece | 3 |  | 0
|  | Concrete drill 16 mm L=1000 with adapter with external thread UNC 1 1 / 4 inch | piece | 12 |  | 0
|  | Hydraulic oil station (Super aspid B (DOA) or analogue) | piece | 2 |  | 0
|  | Hydraulic slurry pump (SP35 DOA (Italy) | piece | 2 |  | 0
|  | UKVSH-15/7 | piece | 2 |  | 0
|  | UKVSH-5/7 | piece | 1 |  | 0
|  | Pump CNSSH 300x650 | piece | 1 |  | 0
|  | Submersible pump unit YSP SS 10210/08 complete with cooling jacket | piece | 2 |  | 0
|  | Submersible pump unit 350 meters head and 250 m3 capacity complete with cooling jacket | piece | 1 |  | 0
|  | Submersible pump Pedrollo 4SR 4/12 F (380V) | piece | 1 |  | 0
|  | SULZER submersible pump | piece | 4 |  | 0
|  | Float switch with clamp, load and 30m wire | piece | 3 |  | 0
|  | Centralized artesian pump unit type A24A-18x1-10-U2 | piece | 4 |  | 0
|  | Submersible pump | piece | 4 |  | 0
|  | Feed pump type PE 500-180 or equivalent | piece | 1 |  | 0
|  | Feed pump type PE-640-180 or equivalent | piece | 2 |  | 0
|  | The working oil pump of the feeding electric pump type VNL-25 or equivalent | piece | 3 |  | 0
|  | Heat network pump type ЦН-400х105 or equivalent | piece | 1 |  | 1
|  | Booster pump type PD-650x160 or equivalent | piece | 1 |  | 0
|  | Gas cooling pump of the TsNSK-60-66 type | piece | 2 |  | 0
|  | Gas cooler pump D-800х57 | piece | 1 |  | 0
|  | Low-pressure heater drain pump type 8KSD5x3 or equivalent | piece | 1 |  | 0
|  | Pump type X 20/31 or its analogues for pumping iron sulfate | piece | 2 |  | 0
|  | Electric pump unit type PE-600-300 complete with an electric motor | piece | 2 |  | 0
|  | Condensate pump KsV-475-85 | piece | 1 |  | 0
|  | Heat network pump TSN-400-105 | piece | 2 |  | 0
|  | Booster feeding pump 12PD-8 | piece | 1 |  | 0
|  | Condensate pump KsV-500-220 | piece | 1 |  | 0
|  | Condensate pump KsV-320-160 | piece | 1 |  | 0
|  | Pump for water preparation system for heating networks | piece | 2 | 0 | 0
|  | unit electric pump feeding type PE 100-53 | piece | 2 |  | 0
|  | unit electric pump network SE 1250-140-11 with an electric motor with a voltage of 6000 V and a foundation frame. | piece | 2 |  | 0
|  | electric pump unit of the KO-125-140 type with an electric motor with a voltage of 0.4 kV and a foundation frame | piece | 2 |  | 0
|  | CTP No. 5 ZTD Group of pumping equipment - set | piece | 1 |  | 0
|  | CTP No. 10 ZTD Group of pumping equipment - set | piece | 1 |  | 0
|  | CTP No. 2 ZTD Group of pumping equipment - a set | piece | 1 |  | 0
|  | CTP Kondratiev, 4 Group of pumping equipment - a set | piece | 1 |  | 0
|  | CTP Kholodnohirska, 1 Group of pumping equipment - set | piece | 1 |  | 0
|  | Pump, Type D1600-90 | piece | 1 | 0 | 0
|  | Ejector, type EP-3-2A | piece | 2 | 0 | 0
|  | Hydraulic power pack (Super aspid B (DOA) complete with: high-pressure hose with a set of closed quick couplings, L=7000 mm prepared (4 pcs.) or equivalent) : high-pressure hose with a set of closed quick-release connections, L=7000mm prepared (4pcs) or similar) | piece | 10 |  | 0
|  | Hydraulic slurry pump (SP35 DOA (Italy) -1 pcs. complete with: heat-resistant flat pressure hose D=76mm or equivalent) 76mm or similar) | piece | 10 |  | 0
|  | Electric pump unit 12/12Gr-7-840R-145-PE | piece | 9 |  | 0
|  | Fecal pump or equivalent | piece | 2 |  | 0
|  | Pump with electric drive НЭ63Р-1-380-24-2 with a set of RVD hoses or equivalent | piece | 1 |  | 0
|  | Centrifugal drainage pump vertical monobloc one-stage submersible type "GNOM" 16-16 | piece | 4 |  | 0
|  | Electric pump unit type C569M or equivalent | piece | 1 |  | 0
|  | Drainage pump centrifugal vertical monoblock single-stage submersible type "GNOM" 40-25 for pumping contaminated liquid | piece | 8 |  | 0
|  | drainage pump GNOM 25/20 | piece | 4 |  | 0
|  | Electric nutrient pump PE-720-185-2 with electric motor 4AZM-5000/6000 UHL4 | piece | 10 |  | 0
|  | Electric nutrient pump PE-580-190-4 with electric motor 4AZM-4000/6000 | piece | 2 | 0 | 0
|  | Feeder electric pump of the II stage PE-270-150-4 with an electric motor 4AZM-2000/6000 UHL4 | piece | 2 | 0 | 0
|  | Submersible drainage pump of the WQ15-32 type | piece | 2 |  | 0
|  | Drainage submersible pump type WQ25-20 | piece | 4 |  | 0
|  | Pump type GNOM | piece | 2 |  | 0
|  | Sewage pump AQUATICA | piece | 3 |  | 0
|  | AQUATICA drainage pump | piece | 1 |  | 0
|  | Drainage pump for pumping wells SPRUT 2S QED 0.5-25-0.37 "IGLA" | piece | 1 |  | 0
| Pump for various purposes Result |  |  | 1847 | 0 | 22
| Hydraulic presses | Hydraulic press | piece | 3 |  | 2
|  | Hydraulic press for pressing tips up to 240 mm | piece | 8 |  | 0
|  | Press hydraulic PG-400 | piece | 3 |  | 0
|  | Press hydraulic PRG-300 | piece | 6 |  | 0
| Hydraulic presses Total |  |  | 20 |  | 2
Mechanisms Result |  |  |  | 3018 | 0 | 42
Surge limiters | High-frequency limiters | High-frequency circuit breaker VZ-2000 PL-330kV Ternopil | piece | 1 |  | 0
|  | High-frequency blocker type VZ 630-0.5U1 | piece | 2 |  | 0
|  | 1HSA410 000-L | piece | 198 |  | 0
|  | 1HSA420 000-A | piece | 198 |  | 0
|  | 1HSA430 000-A | piece | 198 |  | 0
|  | Surge limiter | piece | 3 |  | 0
| High-frequency limiters Result |  |  | 600 |  | 0
| Surge limiters | Surge limiter 10 kV | piece | 15 |  | 0
|  | Surge limiter 150 kV | piece | 21 |  | 0
|  | Surge limiter | piece | 9 |  | 0
|  | Overvoltage limiter (OPN) 10 kV power transformer | piece | 12 |  | 0
|  | Surge limiter 10 kV | piece | 180 |  | 0
|  | Surge arrester 10 KV OPN P-10/12/10/550 UHL1 | piece | 282 |  | 0
|  | Overvoltage limiter 10 kV OPNp-10 | piece | 6 |  | 0
|  | Surge limiter 110 kV | piece | 68 |  | 0
|  | Surge arrester 123 kV Pexlim R PEXLIM R 108-YH123 | piece | 6 |  | 0
|  | Surge arrester 123 kV Pexlim R PEXLIM R 108-YH123 with leakage current measuring device EXCOUNT-I | piece | 18 |  | 0
|  | Surge limiter 150 kV | piece | 22 | 0 | 0
|  | Surge limiter 150 kV PVA2-170 | piece | 6 |  | 0
|  | Surge arrester 35 kV | piece | 394 | 0 | 0
|  | Surge limiter 6 kV | piece | 90 |  | 0
|  | Surge limiter OPNp-110/78/500 | piece | 3 |  | 0
|  | Overvoltage limiter OPNp-330/220/20/4 | piece | 3 |  | 0
|  | 110 kV surge arresters of the PEXLIM R type | piece | 3 |  | 0
|  | Surge limiters | piece | 138 |  | 0
|  | Overvoltage limiters of 220kV autotransformer 1АТ-Б type ОПНп-220/156/10/850-ІІІ-УХЛ1 "Positron" or ЗР5SR198 22Е2М7 "Tyco (Raychem)" or 3ЕЛ2 198-2хJ 22 "SIEMENS" or ЕХЛИМ Q198 АВВ | piece | 3 |  | 0
|  | Overvoltage limiters of 330kV autotransformer 1AT type OPNp-330/220/10/1000-II-UHL1 "Positron" or ZR7SR288 L2E2M7 "Tyco (Raychem)" or ZER2 276 2РФЗЗ-1 "SIEMENS" or ЕХЛИМ Р276 "ABB" | piece | 3 |  | 0
|  | Overvoltage limiters of 330kV autotransformer 6AT type OPNp-330/220/10/1000-II-UHL1 "Positron" or ZR7SR288 L2E2M7 "Tyco (Raychem)" or ZER2 276 2РФЗЗ-1 "SIEMENS" or ЕХЛИМ Р276 "ABB" | piece | 3 |  | 0
|  | Overvoltage limiters of 35kV autotransformer 6АТ type ZEL2 054-2ХF21 SIEMENS or ОПНп-35/42/ 10/850-ІІІ-УХЛ1 "Positron" or РОЛИМ-И 42 АВВ | piece | 3 |  | 0
|  | OPN with piercing clamp | piece | 300 |  | 0
|  | OPN-10 | piece | 500 |  | 0
|  | OPN-35 | piece | 60 |  | 0
|  | Voltage stabilizers | piece | 8 |  | 0
|  | OPNp-110/86/10/2/ UHL1 | piece | 9 |  | 0
|  | OPNp-35/42/10/2/ UHL1 | piece | 6 |  | 0
|  | OPNp-10/12/10/2/IV/UHL1 | piece | 12 |  | 0
|  | OPN ABB MWK 13/1023/2000 | piece | 15 |  | 0
|  | ABB MWK 42/1023/2151 | piece | 45 |  | 0
|  | ABB MWK 8/1023/2000 | piece | 90 |  | 0
|  | Pexlim Q 102-XH-123 | piece | 153 |  | 0
|  | Pexlim Q 66-XN-123 | piece | 45 |  | 0
|  | Surge arrester 150 kV Q144-XH 170 - 1 | piece | 3 | 0 | 0
|  | Surge limiter 330 kV | piece | 52 | 0 | 0
|  | Surge limiter 6 kV | piece | 1 | 0 | 0
|  | OPN MVK-12-1002-2000 or similar | piece | 300 |  | 0
|  | Surge arrester 110 kV (PEXLIM Q072-YN123) | piece | 1 |  | 0
|  | Surge arrester 20 kV (MWK-24) | piece | 6 |  | 0
|  | Surge arrester 110 kV (PEXLIM Q108-YN145) | piece | 3 |  | 0
|  | Surge arrester 35 kV (MWK-41) | piece | 3 |  | 0
|  | Surge limiter OPN-10 | piece | 18 |  | 18
|  | Overvoltage limiter ОПН-10 kV (AZC 150 or AZBD 151) | piece | 36 |  | 0
|  | Surge limiter 0.4 kV | piece | 600 | 0 | 0
|  | Surge limiter PEXLIM R138-YH170 | piece | 3 | 0 | 0
|  | Surge arrester 10 kV | piece | 780 |  | 0
|  | SURGE LIMITER 6kV | piece | 600 |  | 0
|  | Overvoltage limiter (OPN) 110 kV power transformer | piece | 18 |  | 0
|  | Overvoltage limiter (OPN) 110 kV neutral of the power transformer | piece | 2 |  | 0
|  | Overvoltage limiter OPNp-110/550/88-10 III | piece | 6 |  | 0
|  | Voltage limiter type PEXLIM R108-YV123 | piece | 3 | 0 | 0
|  | 110 kV surge arrester | piece | 21 |  | 0
| Surge limiters Result |  |  | 4987 | 0 | 18
| Dischargers | RVO-10 | piece | 90 |  | 0
|  | RVO-10 arresters | piece | 175 |  | 0
|  | Valve arresters 10 kV | piece | 36 |  | 36
|  | Spark gap | piece | 2 |  | 0
|  | Arresters, overvoltage limiter | piece | 20 |  | 20
|  | RVO-10 N valve arresters | piece | 596 |  | 100
|  | Arrester RVO-6 N | piece | 50 | 0 | 20
|  | Rack with arresters | piece | 498 |  | 0
| Dischargers Total |  |  | 1467 | 0 | 176
Surge limiters Result |  |  |  | 7054 | 0 | 194
Olives | Automotive oils | Motor oil | t | 0.2 |  | 0
|  | motor oil 15W40 | t | 0.27 |  | 0
|  | motor oil 5W40 | t | 0.26 |  | 0
|  | Olive | t | 45.01 | 0 | 0
|  | Automotive oil | t | 67.13 |  | 0
|  | Automotive oil "10W-40" | t | 6.74 |  | 0.79
|  | Automotive oil "15W-40" | t | 4.44 |  | 0
|  | Automotive oil "M-10" | t | 3 |  | 0
|  | Automotive oil "M-8" | t | 6 |  | 0
|  | Automotive oil M10G2K | t | 6.79 |  | 0
|  | Automotive oil M-10G2K | t | 0.2 |  | 0
|  | oil M10 G2 K | t | 0.82 |  | 0
|  | Oil M10G2K | t | 7.68 |  | 0
|  | M-10DM oil | t | 0.27 |  | 0
|  | Motor oil | t | 1.65 | 0 | 0
|  | Motor oil M - 10G2k | t | 0.26 |  | 0
|  | Motor oil M-10 G2k | t | 150 |  | 0
|  | Olive TAD17 | t | 8.55 |  | 0
|  | TAP-15 oil | t | 2 |  | 0
|  | Transmission oil TAD-17i | t | 3.09 |  | 0
|  | TAP transmission oil - 15V | t | 5 |  | 0
|  | TAD17 transmission oil | t | 6 |  | 0
|  | TAD-17i | t | 0.06 |  | 0
|  | Oils for M-10DM internal combustion engines | t | 1.2 | 0 | 0
|  | Shell 15W-40 motor oil for heavy-duty diesel engines (209 l barrel) | t | 0.42 |  | 0
|  | Motor oil in assortment | t | 1.79 |  | 0
|  | Motor oil for heavy-duty diesel engines 15w40 | t | 0.21 |  | 0
|  | Automotive oil "10DM" | t | 1.79 |  | 0.79
|  | Automotive oil "M10G2K" | t | 3.58 |  | 0.79
|  | Automotive oil 10W40 API SL/CF (kg) | t | 0.8 |  | 0
|  | Automobile oil 5W40 Mobil Super 3000 X1 5W-40 (kg) | t | 0.2 |  | 0
|  | Automobile oil Mobil Delvac MX Extra 10W-40 (kg) | t | 0.4 |  | 0
|  | Low-ash oil for gas engines | t | 34.72 | 0 | 0
| Automotive oils Total |  |  | 370.53 | 0 | 2.37
| Other olives | Hydraulic oil barrel, Liebherr Hydraulic HVI 46 | t | 1.62 | 0 | 0
|  | Two-stroke oil "Stihl HP" | t | 0.25 |  | 0
|  | Oil I-40 | t | 0.06 |  | 0
|  | Industrial IHP oil - 38 | t | 2 |  | 0
|  | Industrial IHP oil - 72 | t | 6 |  | 0
|  | Grease (salidol)/15kg/(7) | t | 0.22 |  | 0
|  | Lubricant VZh-46 | t | 0.27 |  | 0
|  | Lubricant for gas valves (Lithium Complex EP 3 VG 320 PTFE) (0.5 kg) | t | 0.1 |  | 0
|  | Oil for two-stroke engines | t | 0.02 |  | 0
|  | Industrial grease I-40 | t | 1 |  | 0
|  | Ks-19 compressor oil | t | 0.5 |  | 0
|  | Lubricant Litol-24 | t | 2.22 |  | 0
|  | Solidol lubricant | t | 0.27 |  | 0
|  | Lubricant Solidol Fatty | t | 1.89 |  | 0
|  | Transmission oil Shakhtol-U | t | 2.69 |  | 0
|  | Nigrol transmission oil | t | 6.04 |  | 0
|  | Turbine oil | t | 5.2 |  | 0
|  | Turbine oil TP-22 | t | 10 |  | 0
|  | Shakhtol lubricant | t | 0.83 |  | 0
|  | MGE 46V | piece | 5 | 0 | 0
|  | Olive | t | 6.4 | 0 | 0
|  | VMGZ hydraulic oil | t | 2.46 |  | 1
|  | Oil for turbines | t | 20 |  | 0
|  | Oil I-40 | t | 7.95 |  | 0
|  | IHP38 oil | t | 5.59 |  | 0
|  | IHP72 oil | t | 5.29 |  | 0
|  | Oil I-40 | t | 1 |  | 0
|  | Industrial oil I - 40A | t | 12 |  | 0
|  | Industrial oil I-40A | t | 5.37 |  | 0
|  | Industrial oil IHP-38 | t | 5.37 |  | 0
|  | IHP-72 industrial oil | t | 1.79 |  | 0
|  | Olive Compreol | t | 1 |  | 0
|  | KS-19 compressor oil | t | 5.07 |  | 0
|  | Motor oil | t | 20 |  | 0
|  | Motor oil for 2-stroke engines | t | 0.02 |  | 0
|  | Oil TP-30 | t | 4 |  | 0
|  | Turbine oil TP-22 | t | 3.13 |  | 0
|  | Turbine oil | t | 7 |  | 0
|  | Turbine oil TP-22 | t | 0.6 |  | 0
|  | Motor oil PROTEC MD synthetic oil 15W-40 (P-MD+15W40-20L, 10L) | piece | 10 |  | 0
|  | Special oil for gasoline generators 10W-30 | l | 500 |  | 0
|  | Turbine oil TP-22S | t | 16 |  | 0
|  | Turbine oil TP−22s for turbogenerator TP-60-90/13th century. No. 3 | t | 25 |  | 0
|  | Turbine oil TP-22s | t | 16 |  | 0
|  | Oil | t | 5 | 0 | 0
|  | Turbine oil TP−22s for turbogenerator TP-60-90/13 No. 3 | t | 25 |  | 0
|  | OIL TP-22S | l | 300 |  | 0
|  | Multiflet motor oil | piece | 31 |  | 0
| Other olives Total |  |  | 1088.22 | 0 | 1
| Transformer oils | Transformer oil T-1500 | t | 50 |  | 0
|  | Lubricant T1500 | t | 8.7 |  | 0
|  | Transformer grease HC | t | 3 |  | 0
|  | Transformer oil T-1500 | t | 1 |  | 0
|  | Olive | t | 77.6 | 0 | 0
|  | Transformer oil | t | 84 |  | 0
|  | Transformer oil "T-1500" | t | 303.5 |  | 0
|  | Transformer oil DIALA S4 ZX-I | t | 86 |  | 0
|  | Transformer oil T-1500 | l | 265 |  | 0
|  |  | t | 181.42 |  | 60
|  | Transformer oil | t | 5 |  | 0
|  | Transformer oil | t | 24.2 |  | 0
|  | NYTRO 11GX | t | 16 |  | 0
|  | Transformer oil T−1500 | t | 26.2 | 0 | 0
|  | Transformer oil | t | 3.62 |  | 0
|  | Transformer oil | t | 68.82 | 0 | 29
|  | Transformer oils T-1500 | t | 124 |  | 62
|  | Transformer oil T-1500 | t | 60 |  | 0
|  | Dielectric lubricant | t | 10 |  | 0
|  | Transformer oil T-1500 | t | 29.5 |  | 0
|  | Transformer oil NYTRO GX11 | t | 10 | 0 | 0
|  | Electrical insulating transformer oil type A with inhibitors, TVAI, according to IES 60296 | l | 200000 |  | 0
|  |  | t | 100 |  | 0
|  | Mineral insulating oil for electrical equipment | l | 1200 |  | 0
| Transformer oils Total |  |  | 202737.56 | 0 | 151
Olives Total |  |  |  | 204196.31 | 0 | 154.37
Power line supports and equipment for them | Equipment for supports | Metal construction for steel support PB 35-3.1 (Stick SK 22.1-1.0) TP 3.407.1-164 | piece | 51 |  | 0
|  | Metal structure for steel support PB-35-1.1 (support SK 16.4-02) TP 3.407.1-164) | piece | 51 |  | 0
|  | Metal structure for steel support UB-35-11.1 (Stick SK 22.2-1.1) TP 3.407.1-164 | piece | 51 |  | 0
|  | Bolt "AR-6" | piece | 20 |  | 0
|  | Reinforced concrete crossbar | piece | 865 |  | 0
|  | Support cap | piece | 464 |  | 0
|  | Bracket for support | piece | 4355 |  | 0
| Equipment for supports Total |  |  | 5857 |  | 0
| Reinforced concrete supports | Support 110 kV SK 26.1-1.1 | piece | 26 |  | 0
|  | Reinforced concrete support SV 105-5 | piece | 389 |  | 100
|  | Power line support SK 105-10 | piece | 10 |  | 0
|  | Power line support SK 105-4.3 | piece | 3 |  | 0
|  | Metal support U-110-3t (with foundations) | piece | 5 |  | 0
|  | Support NE 164-10.7 | piece | 16 |  | 0
|  | Support SV-10.5-5 | piece | 4841 |  | 0
|  | Support SV-9.5-2 | piece | 11599 | 0 | 0
|  | Support SV-95-2 | piece | 4000 |  | 0
|  | Support SK 22.1-1.2 | piece | 13 |  | 0
|  | Support SK-22.2 | piece | 3 |  | 0
|  | Support SK-26.2 | piece | 26 |  | 0
|  | Stand SV-9.5-2.0 | piece | 1000 |  | 0
|  | RACK W/B SV 164-10,7-1 | piece | 270 |  | 0
|  | RACK Z/B SK-16.4-02 | piece | 51 |  | 0
|  | RACK Z/B SK-22,1-1,1 | piece | 51 |  | 0
|  | RACK Z/B SK-22.1-2.1 | piece | 32 |  | 0
|  | RACK Z/B SK-22.2-1.1 | piece | 108 |  | 0
|  | Stand Z/B SK-26.1-1.1 | piece | 32 |  | 0
|  | RACK Z/B SK-26.2-1.1 | piece | 70 |  | 0
|  | Reinforced concrete pillar SV 95-2 | piece | 387 |  | 200
|  | Rack SV-105-3,6 | piece | 500 |  | 0
|  | Stand SV 105-5 | piece | 50 |  | 0
|  | Reinforced concrete racks SV-10.5-3.6-A800 | piece | 224 | 0 | 0
|  | Riser with support SV 164-12 | piece | 5 |  | 5
|  | Riser with supports SK-22.2-1.1 | piece | 10 |  | 10
|  | Riser with supports SK-26.1-1.0 | piece | 10 |  | 10
|  | Riser s/b SV-164 | piece | 50 |  | 0
|  | Riser s/b SK-26.1 | piece | 45 |  | 0
|  | Riser SK-22 | piece | 89 |  | 2
|  | Reinforced concrete risers SV-164 -10.7-1 | piece | 30 |  | 0
|  | Reinforced concrete risers SK-22.1-2.1 | piece | 16 |  | 0
|  | Reinforced concrete risers SK-22.2-1.1 | piece | 16 |  | 0
|  | Reinforced concrete risers SK-26.1-1.1 | piece | 16 |  | 0
|  | SK-22.2 reinforced concrete support risers | piece | 380 |  | 0
|  | SK-22.1-2.0 reinforced concrete support | piece | 5 |  | 0
|  | Reinforced concrete support SK-26.1-1.1 | piece | 2 |  | 0
|  | Reinforced concrete support SV-95-2-4a | piece | 14 |  | 0
|  | Reinforced concrete support SV-105-5-4a | piece | 15 |  | 0
|  | Support SC-20.2-2.1 | piece | 18 |  | 0
|  | Support SV-10,5-5 | piece | 2000 |  | 0
|  | SV-164 vibrating stand | piece | 250 |  | 0
|  | SV-10,5-5 | piece | 500 |  | 0
|  | Rack conical SK-22 | piece | 250 |  | 0
|  | Rack conical SK-26 | piece | 250 |  | 0
|  | Support SV-105-5 | piece | 7334 |  | 0
|  | PB 110-8 (in a set) | piece | 4 |  | 0
|  | Stand SK-22.1-2,0 | piece | 4 |  | 0
|  | Reinforced concrete stand SK-22 | piece | 8 |  | 0
|  | Support SK-105-10 | piece | 30 |  | 0
|  | Support SK-120-12 | piece | 20 |  | 0
| Reinforced concrete supports Total |  |  | 35077 | 0 | 327
| Other supports | Composite supports | piece | 1000 | 0 | 0
|  | Anchor-angle support U110-2 (110 kV) | piece | 4 |  | 0
|  | Stable cylindrical portal SSP 220-350 | piece | 12 |  | 0
| Other supports Total |  |  | 1016 | 0 | 0
| Metal supports | U-110 metal support 1 | piece | 10 |  | 0
|  | Metal support U-35-1 | piece | 10 |  | 0
|  | Metal support U-35-2 | piece | 10 |  | 0
|  | Metal support 35kV | piece | 2 |  | 0
|  | Metal support U-35-3 (with foundations) | piece | 10 |  | 0
|  | Steel multifaceted supports of PL 6-10 kV | piece | 100 |  | 0
|  | Metal support U110-2+5 | piece | 1 |  | 0
| Metal supports Total |  |  | 143 |  | 0
| The supports are wooden | The supports are wooden | piece | 441 |  | 0
| Wooden supports Total |  |  | 441 |  | 0
Power line supports and equipment for them Total |  |  |  | 42534 | 0 | 327
Fuel | Gasoline | Gasoline | t | 1800 |  | 0
|  | Gasoline A-92 | t | 2682.11 |  | 60.05
|  | Gasoline A-95 | t | 2821.58 |  | 60.05
|  | Automobile gasoline A-92-Euro5-E5, according to DSTU 7687:2015 | t | 35 |  | 0
|  | Euro-5 gasoline | t | 18.72 |  | 0
|  | AI-95 | t | 5 |  | 0
|  | A-95 gasoline | t | 10 |  | 0
| Gasoline Total |  |  | 7372.41 |  | 120.1
| Gas | Methane gas | t | 1.15 | 0 | 0
|  | Petroleum gas, liquefied | t | 104.16 |  | 0
|  | Propane gas | t | 159.58 | 0 | 0
|  | Elegas (SF6) | t | 0.1 | 0 | 0
|  | Refrigerator (CF4) | cubic m | 12.9 | 0 | 0
| Gas Total |  |  | 277.89 | 0 | 0
| Diesel | Diesel fuel | t | 15307.74 |  | 0
|  | Diesel fuel DP – Winter – Euro 5 - VO | t | 4156.7 |  | 26.85
|  | Diesel fuel DP – Summer – Euro 5 - VO | t | 3591 |  | 120.55
|  | Diesel | t | 50 |  | 0
|  | summer diesel fuel | t | 10 |  | 0
|  | Diesel fuel DP-Euro5-B5, according to DSTU 7688:2015 | t | 130 |  | 0
|  | Winter diesel fuel | t | 1.75 |  | 0
|  | Diesel fuel Summer | t | 1 |  | 0
|  | Diesel fuel for generators | t | 45 |  | 0
|  | diesel fuel winter | t | 3 |  | 0
|  | Diesel fuel | t | 17 |  | 0
|  | Diesel fuel DP - Winter - Euro 5 - VO | t | 10 |  | 0
| Diesel Total |  |  | 23323.19 |  | 147.4
| Other fuel | Purified kerosene for washing mechanisms and parts of the KT brand (technical kerosene) | t | 0.2 |  | 0
|  | Kerosene | t | 1 |  | 0
| Other fuel Total |  |  | 1.2 |  | 0
| Fuel for power plants | Fuel oil for PRK | t | 2000 |  | 0
|  | Fuel oil 100 low ash low sulfur (DSTU 4058-2001) | t | 22620 | 0 | 234
| Fuel for power plants Total |  |  | 24620 | 0 | 234
Fuel Total |  |  |  | 55594.69 | 0 | 501.5
Accounting devices | Measuring devices | APPA 105 | piece | 8 |  | 0
|  | Arnel 4003 or Shimadzu gs 2014 | piece | 1 |  | 1
|  | OMICRON CMC356 with license | piece | 1 |  | 0
|  | OMICRON СМС 356 Protection Installation for testing RZA devices | piece | 1 |  | 0
|  | PCMx - pipeline insulation control system | piece | 3 |  | 0
|  | SATEC PM175 | piece | 1 |  | 0
|  | GasTraker 2 acoustic plastic pipe locator | piece | 3 |  | 0
|  | ARRA 91 multimeter | piece | 2 |  | 0
|  | A2000 multifunctional meter | piece | 4 |  | 4
|  | Measuring kit OMICRON CMC353 | piece | 1 |  | 0
|  | Measuring kit OMICRON CMC356 | piece | 1 |  | 0
|  | Power transformer parameters meter K-540-3 | piece | 5 |  | 1
|  | Power meter TRM3 – 2A-3 ARDETEM | piece | 1 |  | 1
|  | Measuring device IS-10 | piece | 10 |  | 1
|  | High-voltage measuring device (at a voltage of 200-250 kV) | piece | 1 |  | 0
|  | Flow meter | piece | 27 |  | 0
|  | Pair accounting nodes | piece | 3 |  | 0
|  | Heat energy accounting nodes | piece | 2 |  | 0
|  | ECDIC/01 conductivity sensor | piece | 6 |  | 0
|  | Level sensor RDN-10 | piece | 3 |  | 0
|  | Temperature sensor TIVAL 1110012 TS-РТ1000 1/4" | piece | 2 |  | 0
|  | Pressure sensor | piece | 30 |  | 0
|  | Honeywell sensors and controllers | piece | 300 |  | 0
|  | Hidden wiring detectors | piece | 5 |  | 0
|  | Electrocontact manovacuumometer | piece | 2 |  | 0
|  | Immersive level sensor BD Sensor LMP 808 | piece | 2 |  | 0
|  | Electric measuring clamps K4571C up to 1000V | piece | 100 |  | 10
|  | BKZU pulse code device | piece | 1 |  | 0
|  | Commercial gas metering unit | piece | 5 |  | 0
|  | The measuring complex | piece | 10 |  | 0
|  | Coulometer WTD | piece | 1 |  | 0
|  | ELLI laser leak indicator | piece | 418 |  | 5
|  | ELLI laser leak indicator or similar | piece | 2 |  | 0
|  | Linear sensor of displacement of the spool of the guide device TEMPOSONICS G-SERIES GT2M0050MD601A1 | piece | 2 |  | 0
|  | Linear sensor of displacement of the impeller spool TEMPOSONICS G-SERIES GT2M0050MD601A0 | piece | 2 |  | 0
|  | Linear displacement sensor of the TEMPOSONICS E-SERIES EPS 1250MD601A1 guiding device | piece | 2 |  | 0
|  | Linear sensor of displacement of the impeller TEMPOSONICS E-SERIES GT2M0340MD601A1 | piece | 2 |  | 0
|  | counter ACTARIS SL7000 | piece | 14 |  | 0
|  | Manovacuum meter | piece | 2 |  | 0
|  | Manometers 6 kgf/cm2 D-100 | piece | 100 |  | 0
|  | Megaohmmeter EC0210-g | piece | 2 |  | 0
|  | Micrometer | piece | 1 |  | 0
|  | Microohmmeter | piece | 1 |  | 0
|  | Microohmmeter MMR-620 | piece | 2 |  | 0
|  | Milliohmmeter Leakage with combined power supply | piece | 5 |  | 2
|  | MIRA-A VOLTAMPERPHASE METER WITH BUILT-IN REGISTER OF ANALOG SIGNALS | piece | 8 |  | 0
|  | ALSTOM SCA-602A excitation system module | piece | 2 |  | 0
|  | Dilo 3-038R-R302 elegase multianalyzer | piece | 1 |  | 0
|  | BOSCH optical level with tripod | piece | 1 |  | 0
|  | OMICRON CMControl P control panel | piece | 2 |  | 0
|  | PRESSURE TRANSMITTER 0-100MB+CABLE.5M | piece | 6 |  | 0
|  | PRESSURE TRANSMITTER 0-4 BAR+CABLE.5M | piece | 4 |  | 0
|  | PRESSURE TRANSMISSION 0-4 BAR | piece | 12 |  | 0
|  | Voltage indicator 0.4 kV | piece | 166 |  | 0
|  | 10kV voltage indicator | piece | 73 |  | 0
|  | Device f-4372 | piece | 1 |  | 0
|  | UNI-T UT 70 V device | piece | 1 |  | 0
|  | Digital measuring device CC 4820 | piece | 1 |  | 0
|  | The device for measuring grounding resistance M-416 | piece | 5 |  | 2
|  | device for measuring electrical quantities VAF 4303 | piece | 2 |  | 0
|  | device for measuring electrical quantities VAF 4333 | piece | 2 |  | 0
|  | Device for testing simple PRZA RTS-A | piece | 2 |  | 0
|  | Device for testing complex PRZA RTS-M | piece | 1 |  | 0
|  | Combined device N0583 Ф43x30 | piece | 1 |  | 0
|  | MK-4700 combined device | piece | 1 |  | 0
|  | Combined device F4852 | piece | 1 |  | 0
|  | Concrete condition device | piece | 4 |  | 0
|  | Instruments for corrosion measurements and soil resistance measurements | piece | 18 |  | 0
|  | Devices for searching for natural gas (methane) sensitivity from 50 ppm type "JL-269" | piece | 180 |  | 0
|  | Device for measuring voltage on overhead lines | piece | 5 |  | 2
|  | Device for testing protection UPZ-1 RZA TESTER 11 | piece | 1 |  | 0
|  | Radiometer-dosimeter | piece | 20 |  | 0
|  | EDS 1700 HYDAC pressure switch | piece | 2 |  | 0
|  | LED voltage indicator 10000V alternating current | piece | 2 |  | 0
|  | Gasification alarm VibraGas or similar | piece | 1805 |  | 36
|  | Thermal imager Fluke TiX580, with a frequency of 60 Hz | piece | 1 |  | 0
|  | Thermal imager (pyrometer) | piece | 6 |  | 0
|  | Fluke Ti450 SF6 gas leak detection thermal imager | piece | 6 |  | 0
|  | Thermal imagers | piece | 59 |  | 0
|  | Thermometric alarm | piece | 2 |  | 0
|  | VOLTAGE TESTER | piece | 1 |  | 0
|  | Tester of radio components LCR-TC1 | piece | 2 |  | 0
|  | Gas leak detector TG-2V STH-17-81 | piece | 1 |  | 0
|  | Thickness gauges | piece | 6 |  | 0
|  | Ultrasonic flowmeter with overhead sensors | piece | 1 |  | 0
|  | Ultrasonic liquid level indicator in the gas separator with electric output | piece | 20 |  | 0
|  | Digital multimeter UNI-T UT171B | piece | 1 |  | 0
|  | Digital desktop multimeter UNI-T UT805A | piece | 1 |  | 0
|  | Frequency meter ЦЧ 0205-2 | piece | 1 |  | 0
|  | Gas leak detectors | piece | 206 |  | 0
|  | Insulation damage detectors | piece | 12 |  | 0
|  | UNICO SpectroQuest 4802 scanning spectrophotometer | piece | 2 |  | 2
|  | Laser leak indicator ELLI, or similar | piece | 10 |  | 5
|  | Voltage indicators 6kV, 660V | piece | 50 |  | 0
|  | Digital multimeter | piece | 6 |  | 0
|  | Commercial gas metering unit for installation of complex gas preparation | piece | 1 |  | 0
|  | Power supply units | piece | 8 |  | 0
|  | Junction boxes | piece | 7 |  | 0
|  | Thermoconverters, temperature sensors | piece | 20 |  | 0
|  | Pressure transducers for automation systems | piece | 30 |  | 0
|  | Manometers are mechanical | piece | 876 |  | 0
|  | Level indicators | piece | 10 |  | 0
|  | Gas detectors | piece | 6 |  | 0
|  | Filter-reducer for compressed air | piece | 10 |  | 0
|  | Electromagnetic and electropneumatic valves | piece | 10 |  | 0
|  | Positioners | piece | 4 |  | 0
|  | Automation system controller modules | piece | 40 |  | 0
|  | Glass thermometers | piece | 208 |  | 0
|  | Technical manometer for accurate measurements | piece | 21 |  | 0
|  | Devices for measuring the flow of liquids | piece | 6 |  | 0
|  | Measuring complexes | piece | 8 |  | 0
|  | Gas meters are mechanical | piece | 4 |  | 0
|  | Metro rods MSHI-4,5 | piece | 2 |  | 0
|  | The signaling manometer is explosion-proof | piece | 25 |  | 0
|  | Manometers | piece | 132 |  | 0
|  | Opposite | piece | 4 |  | 0
|  | Hydrometers | piece | 20 |  | 0
|  | Technical liquid direct thermometer | piece | 65 |  | 0
|  | Portable gas dew point temperature meter FOG-3G(4G) | piece | 1 |  | 0
|  | Flowtek measuring and control complex | piece | 8 |  | 0
|  | Coriolis flow meter | piece | 8 |  | 0
|  | Devices for measuring the level of liquid in containers | piece | 27 |  | 0
|  | Gas detector Esders VibraGAS EX ACCU | piece | 5 |  | 0
|  | ASKOE LoraWAN cabinet | piece | 75 |  | 0
|  | Pressure gauge DN 05100- 6 kPa - class 1.5 - 02 | piece | 5 |  | 0
|  | Conductometer | piece | 1 |  | 0
|  | Electric meter MTX 3G30.DK.4L1-DOG4 | piece | 2995 |  | 500
|  | CEM DT-5301 phase-zero loop resistance meter | piece | 10 |  | 1
|  | ESO-202/2 megohmmeter or analogue | piece | 5 |  | 0
|  | Measuring module UMT 162 (Universal measurement treatment Alstom CS-C3) code Alstom C1001820 (stator voltage and current measurement module) | piece | 2 |  | 0
|  | Complete router cabinet (PLC) for two transformer transformers | piece | 16 |  | 0
|  | PLC converter | piece | 64 |  | 0
|  | Natural gas leak detector | piece | 44 |  | 0
|  | Anemometer | piece | 43 |  | 0
|  | CO gas analyzer | piece | 22 |  | 0
|  | Electronic differential pressure gauge (TESTO 510 0-10 kPa analog) | piece | 22 |  | 0
|  | Arrow manometers for 0-0.6MPa, 0-1.6MPa with accuracy class 1.0 | piece | 43 |  | 0
|  | Control and measuring devices | piece | 114 | 0 | 0
|  | Electric meter MTX 3G20.DD.3M1-DOG4 | piece | 175 |  | 20
|  | Electric meter MTX 1G10.DH.2L2-DOG4 | piece | 5874 |  | 1000
|  | High-voltage testing device AV-50/70, or PORTABLE HIGH-VOLTAGE TESTING SYSTEM HVTS-70/50, or similar | piece | 1 |  | 1
|  | Multimeter METRA HIT (Unigor) or analogue with the ability to measure power | piece | 1 |  | 1
|  | Multimeter APPA 103N | piece | 1 |  | 0
|  | Direct current bridge P-333 | piece | 1 |  | 0
|  | Ohmmeter M-416 or similar | piece | 1 |  | 0
|  | Ohmmeter ESO-212, M-372 or similar | piece | 1 |  | 0
|  | Microohmmeter F-415, MYKO-1, MMO-40 or similar | piece | 1 |  | 0
|  | Block power supply BP-5, or D-30-20, or similar | piece | 1 |  | 0
|  | Theraohmmeter METREL MI 2077 or similar | piece | 1 |  | 1
|  | Laboratory autotransformer LATR-2.5, LTC with a capacity of 5-10 A | piece | 1 |  | 1
|  | Mobile diagnostic kit for measuring the tangent of the angle of dielectric loss CA-7100-2KP or similar | piece | 1 |  | 0
|  | AC voltmeter UNI-T UT 70 V | piece | 1 |  | 0
|  | Model voltmeter D-5102 kl 0.1 0 | piece | 2 |  | 0
|  | D-580 wattmeter | piece | 1 |  | 0
|  | Device RP-160-01 DM 05-MP-ZU-1.6MPa-1.5 G1/2 | piece | 1 |  | 0
|  | Device RP-160-04 DM 05-MP-ZU-1.6MPa-1.5 G1/2 | piece | 1 |  | 0
|  | Ammeter PA 1941-2K4 5A 4-20 mA RS-485 | piece | 9 |  | 0
|  | Ammeter RA1951-2K1 | piece | 9 |  | 0
|  | Varmeter PS194Q-2K1,5A,4-12-20mA,RS-485 | piece | 2 |  | 0
|  | Wattmeter PS194P-2K1 5A 100B 4-20 mA RS- | piece | 7 |  | 0
|  | Voltmeter PZ194U-2K4 100B 4-20mA RS-485 | piece | 4 |  | 0
|  | Voltmeter PZ 195U-2K1300B4-20mARS485 | piece | 6 |  | 0
|  | Voltmeter (SV3010/2 (7.5-60V), kl.t 0.1%) | piece | 2 |  | 0
|  | Sensor Sapphire 22 M-DD Model 2430 | piece | 3 |  | 0
|  | Sensor Sapphire 22-M Model-2440 | piece | 3 |  | 0
|  | Measuring converter Sapphire 22M | piece | 1 |  | 0
|  | Converter Sapphire 22 M-DN Model-2160 | piece | 5 |  | 0
|  | Sapphire 22M-2150 converter | piece | 2 |  | 0
|  | Sapphire 22 A 02-UkhlZ Model DI 2160 | piece | 2 |  | 0
|  | Gas filter FS-G-150-1.6 | piece | 1 |  | 0
|  | Portable Ethyl Mercaptan C2H6S Gas Detector Handheld Ethyl Mercaptan Gas Leak Detector | piece | 10 |  | 0
|  | "Automatic calorimeter "AC-600 LECO" " | piece | 1 |  | 1
|  | Chromatograph "Krystallux-4000M" with a set of ZIP | piece | 1 |  | 1
|  | Portable metallographic microscope UIT PM 500 | piece | 1 |  | 1
|  | Defectoscope UD 4 – 76 NPF | piece | 1 |  | 1
|  | USE-55 Pro defectoscope | piece | 1 |  | 1
|  | Laboratory electric furnace L9/11 "Nabertherm" for determining the ash content of solid fuel | piece | 1 |  | 1
|  | Industrial equipment monitoring equipment OneproD FALCON (Vibration measurement and analysis device. Four-channel analyzer, collector, digital tape recorder, balancing and sequence analysis device) | piece | 1 |  | 0
|  | OneproD FALCON industrial equipment monitoring equipment | piece | 1 |  | 0
|  | A megohmmeter is a device for measuring insulation resistance | piece | 1 |  | 1
|  | Automatic hydrogen purity gas analyzers | piece | 3 | 0 | 0
|  | Device for continuous measurement of hydrogen ion activity (pH) and temperature (ºС) of water solutions, as well as EMF (mV) of pH electrodes in the steam-water path | set | 1 | 0 | 0
|  | Calibrator BEAMEX MC 6 or similar | piece | 1 |  | 0
|  | Digital measuring converter "SATEC PM130 EH PLUS" | piece | 1 | 0 | 0
| Measuring devices Total |  |  | 14995 | 0 | 1604
| Other accounting devices | Pressure difference converter | piece | 22 |  | 0
|  | Controller with built-in GSM/GPRS modem | piece | 20 |  | 0
|  | GPRS/GSM modem | piece | 20 |  | 0
|  | Surge pulse counter with milliammeter EXCOUNT-1 | piece | 243 |  | 0
|  | Videographic technology recorders | piece | 23 | 0 | 0
|  | Thermostat METER RTC-157 or similar | piece | 1 |  | 0
|  | OE-TECT (The tester is combined with battery power, which is equipped with variable remote converters OE-PS-A absolute pressure and OE-TS temperature) | piece | 8 |  | 0
|  | Multimeter UNI-T UT-33D+ or similar | piece | 3 |  | 0
|  | Modem Cinterion BGS2T (RS232) | piece | 30 |  | 0
|  | HASP key to CHECKER 8 | piece | 15 |  | 0
|  | Laptop HP 15s-ep2058ua or similar | piece | 21 |  | 0
|  | SeeSnakePlus SL/ SeeSnake CS6xPak video diagnostics | piece | 1 |  | 0
|  | Video diagnostics RIDGID SeeSnake nanoReel N85S/CA-350 | piece | 4 |  | 0
|  | Video camera with a diameter of 6 mm, with a cable length of 4 m | piece | 4 |  | 0
|  | Equipment for testing gas meters ITF-10-12-EC or similar | piece | 2 |  | 0
| Other accounting devices Total |  |  | 417 | 0 | 0
| Counters | Gas meter | piece | 112 |  | 0
|  | Electric electricity meter type SL761W081 | piece | 1 |  | 0
|  | Electric energy meter GAMA G1Y | piece | 53500 |  | 53500
|  | Electric energy meter SL7000 | piece | 620 |  | 620
|  | ACE 6000 electric energy meter | piece | 1060 |  | 1060
|  | Single-phase electric energy meter with built-in GSM modem (NIK 2307, NIK 2303, NIK 2104, МТХЗ, МТХ1 and/or analogues) | piece | 200 |  | 0
|  | Three-phase electric energy meter with built-in GSM modem (NIK 2307, NIK 2303, NIK 2104, МТХЗ, МТХ1 and/or analogues) | piece | 800 |  | 0
|  | Electric energy meter MT 174 | piece | 500 |  | 500
|  | Electric energy meter MT 381-T1 | piece | 500 |  | 500
|  | Counter E/EN SL7000 CL0,2S 57V 1A | piece | 3 |  | 0
|  | Counter E/EN SL7000 CL0,5S 57V 5/6A | piece | 7 |  | 0
|  | Household gas meters of the G-2.5 type | piece | 2006 |  | 0
|  | Single-phase electric energy meter with a built-in PLC module (NIK 2303, NIK 2104, NIK 2100, МТХЗ, МТХ1 and/or analogs) | piece | 1800 |  | 0
|  | Single-phase electric energy meter with a built-in Lora Wan radio module single-phase (МТХЗ, MХ1, CТКЗ, СТК1 and/or analogues) | piece | 20000 |  | 0
|  | Single-phase integral meters with a measurement accuracy class of not less than 2.0 | piece | 60500 |  | 0
|  | Single-phase interval counters without communication interfaces (NIK 2303, NIK 2104, NIK 2102, NIK 2100, МТХЗ, МТХ1, CТКЗ, STК1 and/or analogues) | piece | 1000 |  | 0
|  | Three-phase electricity meter with a built-in PLC module (NIK 2303, NIK 2104, NIK 2100, МХЖ, МХ1 and/or analogs) | piece | 1000 |  | 0
|  | Three-phase electricity meter with a built-in Lora Wan radio module (МТХЗ, MХ1, CТКЗ, СТК1 and/or analogs) | piece | 1800 |  | 0
|  | Three-phase integral meters with a measurement accuracy class of not less than 2.0 | piece | 2000 |  | 0
|  | Three-phase interval counters without communication interfaces (NIK 2303, NIK 2104, NIK 2102, NIK 2100, МТХЗ, МТХ1, CТКЗ, STК1 and/or analogues) | piece | 2500 |  | 0
|  | Membrane-type natural gas meters | piece | 3915 |  | 0
|  | Electricity meters | piece | 20 |  | 0
|  | Membrane gas meter | piece | 100 |  | 0
|  | Single-phase electric energy meter (GAMA G1Y.163) | piece | 1600 |  | 0
|  | Three-phase direct-on electric energy meter (GAMA 300 G3Y 144) | piece | 400 |  | 0
|  | Three-phase direct-on electric energy meter (ACE6000) | piece | 20 |  | 0
|  | Electric energy meter three-phase transformer connection (ACE6000) | piece | 20 |  | 0
|  | 3-phase counters that allow accounting differentiated by time periods | piece | 100 |  | 0
|  | 3-phase, multifunctional electronic meters with a built-in GSM modem | piece | 100 |  | 0
|  | Electric meter 3-phase SL7000 | piece | 27 |  | 6
|  | Electricity meters LANDIS & GYR type ZMD | piece | 8 |  | 0
| Counters Total |  |  | 156219 |  | 56186
Accounting devices Total |  |  |  | 171631 | 0 | 57790
Food products | Food products | A set of products | piece | 2500 |  | 0
|  | Dry American MRE (USA) meat ration | piece | 10000 |  | 0
|  | Sukhpaky | piece | 22000 |  | 0
|  | Dry food (daily set of dry products) | piece | 25800 |  | 0
| Food products Total |  |  | 60300 |  | 0
Food products Total |  |  |  | 60300 |  | 0
Relay protection and automation | Gas regulating points | Block gas regulating station (GRPB) with a maximum capacity of 10,000 m3/h. (P1-0.6 MPa, P2-0.3 MPa) | piece | 1 |  | 0
|  | Block gas regulating station (GRPB) with a maximum capacity of 5,000 m3/h. (P1-0.6 MPa, P2-0.003 MPa) | piece | 3 |  | 0
|  | Block gas regulating station (GRPB) with a maximum capacity of 5,000 m3/h. (P1-0.6 MPa, P2-0.3 MPa) | piece | 1 |  | 0
|  | Cabinet gas control unit (SHGRP) with a maximum capacity of 1,600 m3/h. (P1-0.6 MPa, P2-0.3 MPa) | piece | 3 |  | 0
|  | Cabinet gas regulating station (SHGRP) with a maximum capacity of 580 m3/h. (P1-0.3 MPa, P2-0.003 MPa) | piece | 10 |  | 0
|  | Cabinet gas control unit (SHGRP) with a maximum capacity of 900 m3/h. (P1-0.3 MPa, P2-0.003 MPa) | piece | 3 |  | 0
|  | Block gas regulating station (GRPB) with a maximum capacity of 15,000 m3/h. (P1-0.6 MPa, P2-0.3 MPa) | piece | 1 |  | 0
|  | Cabinet gas regulating point (ambient temperature -30 C...+60 C, inlet pressure 0.5 bar-20 bar, outlet pressure 13-340 mbar, throughput 300 m3/h). | piece | 5 |  | 0
|  | cabinet gas regulating point (ambient temperature -30...+60 C. inlet pressure 0.5 bar-20 bar, outlet pressure 13-340 mbar, flow capacity 600 cubic meters per hour). | piece | 5 |  | 0
|  | cabinet gas regulator (ambient temperature -30 C...+ 60 C, inlet pressure 0.5 bar-20 bar, outlet pressure 13-340 mbar, flow capacity 300 m3/h) | piece | 5 |  | 0
|  | cabinet gas regulator (ambient temperature -30 C...+60 C, inlet pressure 0.5 bar-20 bar, outlet pressure 13-340 mbar, flow capacity 600 cubic meters per hour) | piece | 5 |  | 0
| Gas regulating points Total |  |  | 42 |  | 0
| Other relay protection and automation equipment | ABB REF-615 | piece | 2 |  | 0
|  | ABB REG670 | piece | 2 |  | 0
|  | ABB REL670 | piece | 2 |  | 0
|  | ABB RET670 | piece | 2 |  | 0
|  | Automatic transfer switch | piece | 133 |  | 0
|  | General Electric G-60 | piece | 2 |  | 0
|  | General Electric L-60 | piece | 2 |  | 0
|  | Scheider Electric (Micom) P437 | piece | 2 |  | 0
|  | Scheider Electric (Micom) P633 | piece | 2 |  | 0
|  | Scheider Electric (Micom) P634 | piece | 2 |  | 0
|  | Siemens 7SA | piece | 2 |  | 0
|  | Power supply unit BP/TEL-220-02A | piece | 6 |  | 0
|  | Control unit of the BU/TEL-12 series for vacuum switches of the BB/TEL series | piece | 12 |  | 0
|  | Test stand | piece | 5 |  | 5
|  | Indicator relay REU-11 | piece | 26 |  | 0
|  | Protection of connections 6-35 kV | piece | 55 |  | 55
|  | Set of relay protection of overhead lines 150 kV L-32 and L-34. (АВВ: REC, REL ), (GE: L-60), Siemens. | piece | 2 |  | 0
|  | Switch PCS-9882AD-S Switch | piece | 6 |  | 0
|  | Microprocessor terminals RZA RS80-MR | piece | 412 |  | 0
|  | Microprocessor terminals RZA RS83-VS | piece | 11 |  | 0
|  | Microprocessor terminals RZA RS83-DT2 | piece | 10 |  | 0
|  | PL protection panel - 35 | piece | 2 |  | 0
|  | PL-110 protection panel | piece | 6 |  | 0
|  | Power transformer protection panel - 110 | piece | 8 |  | 0
|  | Power transformer protection panel -35 | piece | 2 |  | 0
|  | PE40 | piece | 30 |  | 0
|  | PE40-M | piece | 30 |  | 0
|  | RS485 / Modbus-RTU protocol converter | piece | 3 |  | 0
|  | Backup protection device PL-110kV ABB REL650 | piece | 2 |  | 0
|  | A2000 device | piece | 4 |  | 0
|  | The device for de-shunting DSh | piece | 79 |  | 0
|  | Short circuit device | piece | 5 |  | 0
|  | PL protection device, KL-10kV ABB REj 603 or similar | piece | 7 |  | 0
|  | Connection protection device ABB REF630 | piece | 1 |  | 0
|  | Connection protection device RS83-АВ2 | piece | 1 |  | 0
|  | ABB RET650 main transformer protection device | piece | 2 |  | 0
|  | MRZS-05L relay protection device | piece | 63 |  | 0
|  | 110kV relay protection devices | piece | 5 |  | 5
|  | PeakTech® P 6060 Dual Power Regulator | piece | 1 |  | 0
|  | Relay | piece | 55 |  | 2
|  | EV-132 relay ±220 V 0.5-9 s | piece | 1 |  | 0
|  | Relay MiCom MVAJ205 | piece | 1 |  | 1
|  | Relay MiCom MVAJ24 | piece | 1 |  | 1
|  | Relay MiCom P139 56900040-307-412-614-721-462-921-805 | piece | 1 |  | 1
|  | Relay MiCom P141 31AA6M5430J | piece | 1 |  | 1
|  | Relay MiCom P343 31AA6M5338J | piece | 1 |  | 1
|  | Relay MiCom P343 31AE6M5368K | piece | 1 |  | 1
|  | Relay MiCom P634 8481190PJ02L05 | piece | 1 |  | 1
|  | Relay MX3IPG2A 11 AREVA | piece | 2 |  | 2
|  | Indicator relay REU-11-11-5-40 UZ | piece | 60 |  | 0
|  | Relay DZT-13/2 | piece | 1 |  | 0
|  | RTN-565 differential relay | piece | 1 |  | 0
|  | Electric thermal relay RTT-221 | piece | 20 |  | 0
|  | Electric thermal relay RTT-321 | piece | 5 |  | 0
|  | Minimum voltage relay RN-54/160 | piece | 1 |  | 0
|  | Power directional relay RBM-178 | piece | 1 |  | 0
|  | Relay RN-55/200 | piece | 1 |  | 0
|  | Relay RP-221 ±220 V | piece | 2 |  | 0
|  | Relay RP-221 ±220 V | piece | 2 |  | 0
|  | Relay RP-23 0.5-9sec, 220V | piece | 2 |  | 0
|  | Relay RP-251 ±220 V | piece | 1 |  | 0
|  | Relay RP-252 ±220 V | piece | 5 |  | 0
|  | Relay RPV-58 (direct current) | piece | 2 |  | 0
|  | RTZ-80 relay 1.2 m/s, 0.6 m/s | piece | 1 |  | 0
|  | Relay RU-21 0.05A | piece | 1 |  | 0
|  | Relay RU-21 0.05A | piece | 1 |  | 0
|  | RNT-565 differential current relay | piece | 1 |  | 0
|  | EV-112 relay ±220 V, 0.1-1.3s | piece | 1 |  | 0
|  | EV-112 relay ±220 V, 0.1-1.3s | piece | 3 |  | 0
|  | Relay EV-123 ± 220 V, 0.25-3.5 sec | piece | 1 |  | 0
|  | EV-134 relay 0.5-9sec, 220V | piece | 1 |  | 0
|  | RZL-05.T2 | piece | 2 |  | 0
|  | RZL-05.V | piece | 3 |  | 0
|  | Disconnector 10 kV P10-AT-1. RNDZ-2-35/2000, 35 kV, 2000A | piece | 2 |  | 0
|  | RS-83 A20 | piece | 50 |  | 0
|  | RS-83 DT2 | piece | 20 |  | 0
|  | RS830-DZ | piece | 20 |  | 0
|  | RS830-DT3 | piece | 20 |  | 0
|  | RS83-AB2 | piece | 20 |  | 0
|  | Manual bypass SYS BRAVO 2.5 kVA | piece | 4 |  | 0
|  | Signal armature "white" | piece | 200 |  | 0
|  | Signal armature "green" | piece | 300 |  | 0
|  | Signal armature "red" | piece | 300 |  | 0
|  | Cathodic protection stations | piece | 5 |  | 0
|  | Arc protection terminal PCS-9656D | piece | 4 |  | 0
|  | PCS-9651 relay protection terminal | piece | 1 |  | 0
|  | Line relay protection terminal PCS-9611 | piece | 21 |  | 0
|  | AL-4-1 current relay | piece | 7 |  | 0
|  | Microprocessor relay protection and automation device RS83-АВ3 | piece | 2 |  | 0
|  | Intermediate voltage relay PE-46-1-33 | piece | 1 |  | 0
|  | Time relay VL-100A | piece | 1 |  | 0
|  | Maximum voltage relay NL-6A-2 | piece | 1 |  | 0
|  | Electronic control module for switches TEU_CM_16_2 | piece | 3 |  | 0
|  | Jet relay URF-25/10 | piece | 1 |  | 0
|  | Short circuit indicator | piece | 120 |  | 0
|  | Intermediate relay | piece | 27 |  | 0
|  | RS83-AV3 microprocessor terminal | piece | 60 |  | 0
|  | Microprocessor terminal SIEMENS 7SA82 | piece | 75 |  | 0
|  | Microprocessor terminal SIEMENS 7SX800 | piece | 30 |  | 0
|  | Auxiliary relay | piece | 50 |  | 0
|  | Electrothermal relay | piece | 10 |  | 0
|  | Intermediate electromagnetic relay | piece | 2 |  | 0
|  | Microprocessor relay feeder protection device with remote control panel, REF543HM-127AAAB, 100/120 V, 5/1 | piece | 9 |  | 0
|  | RZA terminal SIEMENS 7SR4504-2JB20-1AA0 | piece | 9 |  | 0
|  | Rogovsky coil | piece | 27 |  | 0
|  | Uninterruptible power supply for MUPASZ 101 | piece | 5 |  | 0
|  | Relay protection terminal | piece | 77 |  | 0
|  | Test rig for checking OMICRON CMC 356 RCD devices (with software, box, set of connecting wires and laptop) | piece | 2 |  | 0
|  | Line differential protection | piece | 1 |  | 0
|  | Line protection | piece | 1 |  | 0
|  | Differential protection of transformer P645 | piece | 2 |  | 0
|  | Differential protection of the P343 generator | piece | 2 |  | 0
|  | RS-83 relay protection device | piece | 10 |  | 0
|  | Rectifier module RU2-1x220VAC/230VDC/10A-UHL4 | piece | 5 |  | 0
|  | BPZ-401 power supply unit | piece | 4 |  | 0
|  | Relay R15 with contact block GZ14U and bracket GZ14 0737 | piece | 30 |  | 0
|  | AL-5-12 relay protection device | piece | 2 |  | 0
|  | Relay protection device MRZS-U2J12 | piece | 10 |  | 0
|  | Intermediate relay PE 46-1-112, direct current. | piece | 10 |  | 0
|  | Intermediate relay PE 45N-20-50, 220V, 50Hz | piece | 5 |  | 0
|  | URC-ZM-S | piece | 25 |  | 0
|  | Switch block type NIK-KP25 | piece | 100 |  | 0
|  | Busbar in the distribution device KSHZ-10 | piece | 1 |  | 0
|  | PNS-2 control panel | piece | 46 |  | 0
|  | RS80-MR relay protection terminal | piece | 36 |  | 0
|  | Protection device MUPASZ 101 24V | piece | 3 |  | 0
|  | Microprocessor protection device for electrical equipment. | piece | 4 |  | 0
|  | Microprocessor protection relay of a 3-winding power transformer | piece | 2 |  | 0
|  | PL-110kV microprocessor protection relay | piece | 8 |  | 0
|  | To provide electricity to critical infrastructure, enterprises, individual entrepreneurs, state and communal institutions, local self-government bodies, hospitals, boiler houses, bomb shelters, defense facilities and other critical infrastructure facilities in the city of Kharkiv | piece | 30 |  | 0
|  | Gas pressure regulator with a built-in safety shut-off valve (DN25 flanged connection, ambient temperature -30 C...+60 C, maximum reduction pressure 15-100 mbar C | piece | 5 |  | 0
|  | Gas pressure regulator with a built-in safety shut-off valve (flange connection DN 50, (class RU 16/25 according to ISO 7005-1, SO 7005-2), ambient temperature -30 C...+60 C, maximum pressure 12 bar , reduction pressure 13-350 mbar). | piece | 5 |  | 0
|  | Gas pressure regulator with a built-in safety shut-off valve (flange connection DN 50, (RU class 16/25 according to ISO, ambient temperature | piece | 5 |  | 0
|  | Gas pressure regulator with a built-in safety shut-off valve (flange connection DN 50, (RU class 16/25 according to ISO 7005-1, SO 7005-2), ambient temperature | piece | 5 |  | 0
|  | The relay cabinet is assembled | piece | 96 |  | 0
|  | Industrial small-sized relay R4N-2014-23-1024-WTLD complete with GZT4 pad and clip G41052 | piece | 96 |  | 0
|  | Temperature control relay e.control.h02, 16A, e.control.h02, 16A, AC/DC 24-240, -25...+130 °С | piece | 3 |  | 0
|  | Heater FLH150 (terminal connection) | piece | 3 |  | 0
|  | Thermostat for heating the FLZ520 cabinet | piece | 3 |  | 0
|  | RS-485 repeater with galvanic isolation I-7510AR | piece | 9 |  | 0
|  | Terminal 2-tier ZDK 2.5 | piece | 75 |  | 0
|  | Terminal 3-tier ZDLD 2.5-2N | piece | 300 |  | 0
|  | ZAP/TW ZDK2.5 end cap | piece | 3 |  | 0
|  | End cap ZAP/TW ZDLD2.5-2N | piece | 30 |  | 0
|  | Jumper 10-pin ZQV 2.5 / 9 | piece | 15 |  | 0
|  | End stop ZEW 35 | piece | 30 |  | 0
|  | Mounting rail NS 35/ 7.5 PERF 2000 mm | piece | 6 |  | 0
| Other relay protection and automation equipment Total |  |  | 3645 |  | 76
| Complete distribution device (KRP) | Cell 10 kV internal installation | piece | 10 |  | 0
|  | The cell of the distribution device with a voltage of 20 kV of internal installation | piece | 19 |  | 0
|  | Complete switchgear of closed type 10 kV (KRPZ-10) | piece | 1 |  | 0
|  | Complete distribution device KRUV-6 | piece | 6 |  | 0
|  | Complete distribution devices for external installation of 20 kV | piece | 54 |  | 0
|  | Complete distribution substation of closed type 1600 A | piece | 1 |  | 0
|  | Mobile power low-voltage distribution point with cables V.64.2 400 V 400 A | piece | 1 | 0 | 0
|  | Distribution device for 10 cells with L - gas switches | piece | 10 |  | 0
|  | Complete switchgear SIEMENS 8DJH 24kV | piece | 10 |  | 0
|  | KRPZ with RZA equipment and devices | piece | 4 |  | 0
|  | 10 kV switchgear assembly: Cell for 10 kV switchgear assembly with a vacuum switch (outgoing cell) - 26 pcs. A cell for a 10 kV switchgear assembly with a vacuum switch (input cell) - 1 pc. 10 kV cell assembled with 10 kV voltage transformer - 1 pc. Sectional cell of the 10 kV switchgear assembly - 1 pc. | piece | 1 |  | 0
|  | KRPZ-10 kV | piece | 1 |  | 0
|  | Hybrid electrical and gas switchgear (GRPE) 110 kV/2500A/40 kA/50 Hz | piece | 6 |  | 0
|  | Hybrid electrical and gas switchgear (GRPE) 110 kV/2500A/40 kA/50 Hz. | piece | 1 |  | 0
|  | Distribution device KRU-35 kV type KYN61-40.5 (35 kV, 2000A, 25 kA) | piece | 2 |  | 0
| Complete distribution device (KRP) Total |  |  | 127 | 0 | 0
| Reactors | Quenched arc reactor 10 kV | piece | 2 |  | 0
|  | Arc quench reactor 35 kV | piece | 2 |  | 0
|  | 35 kV reactor | piece | 8 |  | 0
|  | 35 kV reactor | piece | 3 |  | 2
|  | Reactor ROM-110000/750 | piece | 3 |  | 0
|  | Dry current-limiting reactor. Nominal voltage 10 kV; Rated current 2500 A; Horizontal placement of phases; Set of 3 phases. | piece | 2 |  | 0
|  | RTSTS-6-1500 reactor | piece | 2 |  | 0
| Reactors Result |  |  | 22 |  | 2
Relay protection and automation Total |  |  |  | 3836 | 0 | 78
Overalls and shoes | Overalls and shoes | Combat clothing: Fireman's suit "Dream-tarpaulin"; protective gloves with collars; fire helmets; firemen's waist axes | piece | 6 |  | 0
|  | Dielectric boots | piece | 32 |  | 0
|  | Dielectric gloves | piece | 490 |  | 0
|  | A set of winter overalls | piece | 200 |  | 0
|  | Welder's suit | piece | 6 |  | 0
|  | Sawyer suit | piece | 121 |  | 0
|  | Winter jacket | piece | 13 |  | 0
|  | Jackets | piece | 10 |  | 0
|  | A set of thermal clothes | piece | 500 |  | 0
|  | Work gloves (pair) | piece | 1000 |  | 0
|  | Black fleece winter gloves | piece | 500 |  | 0
|  | Work clothes | piece | 2206 |  | 0
|  | Work overalls | piece | 50 |  | 50
|  | Dielectric gloves Class 1 Category R,C | piece | 120 |  | 120
|  | Winter sweatshirt | piece | 1 |  | 0
|  | Sweatshirts | piece | 10 |  | 0
|  | Overalls - work set | piece | 149 |  | 0
|  | Summer boots | piece | 50 |  | 0
|  | Insulated work boots | piece | 149 |  | 0
|  | trousers | piece | 20 |  | 0
|  | Summer pants | piece | 19 |  | 0
|  | Personal protective equipment | piece | 20 |  | 0
|  | Summer shoes | piece | 823 |  | 0
|  | Winter shoes | piece | 737 |  | 0
|  | Footwear | piece | 22 |  | 0
|  | Work suit | piece | 15 |  | 0
|  | Raincoat poncho | piece | 12 |  | 0
|  | Belt holster is closed | piece | 15 |  | 0
|  | Belt | piece | 15 |  | 0
|  | Work boots | piece | 295 |  | 0
|  | Overall | piece | 1963 |  | 0
|  | The suit is fireproof | piece | 16 |  | 0
|  | Fireproof suit (ordinary) | piece | 28 |  | 0
|  | Clothes and shoes | piece | 40 |  | 0
|  | Rubber boots (alternate) | piece | 32 |  | 0
|  | DIEL GLOVES CLASS 2.0 (RPN) | piece | 16 |  | 0
|  | HELMET ELECTROISOL 2 CLASS (RPN) | piece | 2 |  | 0
|  | COTTON GLOVES (RPN) | piece | 437 |  | 0
|  | Winter clothes | piece | 1049 |  | 1129
|  | Fleece jacket | piece | 1045 |  | 1129
|  | Thermal wash | piece | 1049 |  | 1129
|  | Waterproof poncho | piece | 505 |  | 505
|  | Gloves | piece | 1120 |  | 1120
|  | Winter hat | piece | 1120 |  | 1120
|  | Work shoes | piece | 1036 |  | 1120
|  | Special protective suit (combat kit of a firefighter) | piece | 50 |  | 0
|  | Fire helmet | piece | 50 |  | 0
|  | Fire boots | piece | 30 |  | 0
|  | Means of protection of legs and hips | piece | 20 |  | 0
|  | Individual protective equipment (belt, helmets, safety halyard)) | piece | 487 |  | 0
|  | Overalls and shoes | piece | 1557 |  | 0
| Overalls and footwear Total |  |  | 19258 |  | 7422
Overalls and footwear Total |  |  |  | 19258 |  | 7422
Mixtures and liquids | Other liquids | Methanol | cubic m | 1443 |  | 0
|  | Silica gel | t | 14 |  | 0
|  | Ion exchange resin. Anionite AB-17-8 | t | 15 |  | 0
|  | Stabilizer (restoration of properties) transformer oil Agidol (Ionol) | t | 0.5 |  | 0
| Other liquids Total |  |  | 1472.5 |  | 0
| Cooling liquids | Antifreeze | t | 5 |  | 0
|  |  | piece | 5 | 0 | 0
|  | Antifreeze coolant | t | 2.22 |  | 0
|  | Antifreeze coolant | t | 2.14 |  | 0
|  | Antifreeze | t | 7.45 | 0 | 0
| Coolants Total |  |  | 21.81 | 0 | 0
| Special mixtures | Chrysotile asbestos | t | 1 |  | 0
|  | Oxygen | cubic m | 120 |  | 0
|  | Cable mastic | t | 1 |  | 0
|  | UNIVERSAL LUBRICANT WD-40 AEROSOL 200ML | piece | 200 |  | 0
|  | UNIVERSAL LUBRICANT WD-40 AEROSOL 400ML | piece | 40 |  | 0
|  | Cement mixture "PC-M400" | t | 30 |  | 0
|  | Cement "M-500" | t | 15 |  | 0
|  | Cement HC-40 | t | 0.3 |  | 0
|  | Fiber concrete C32/40, F200, W6 | cubic m | 17734.59 |  | 0
|  | Fire-resistant plaster mixture "Ammokote GP-240" | t | 247.1332 |  | 0
|  | Ready-made concrete mixes are heavy | cubic m | 1467.33 |  | 0
|  | Ready-made light concrete mixes | cubic m | 579.8 |  | 0
|  | Ion-exchange resin Cationite | t | 40 | 0 | 0
|  | Cement | t | 10 |  | 0
| Special mixes Total |  |  | 20486.1532 | 0 | 0
| Chemicals | Nitric acid | t | 60 |  | 0
|  | Liquid technical ammonia | t | 5 |  | 0
|  | Ammonia water 25% | t | 10 |  | 0
|  | Antiscalant | t | 0.1 |  | 0
|  | Acetylene | t | 0.05 |  | 0
|  | whiteness | piece | 15 |  | 0
|  | Biocide | t | 0.1 |  | 0
|  | Blanidas 300 | piece | 12 |  | 0
|  | Lime 1 grade (100%) | t | 2000 |  | 0
|  | Grade 2 lime (100%) | t | 1000 |  | 0
|  | Second grade quicklime (bulk) | t | 410 |  | 0
|  | Activated carbon | t | 2.5 |  | 0
|  | Helium is gaseous | piece | 30 |  | 0
|  | Sodium hypochlorite (in euro cubes) | t | 10 |  | 0
|  | Sodium hypochlorite grade A (DSTU 11086-76) | t | 94.52 |  | 97
|  | Sodium hypochlorite | t | 19 |  | 0
|  | Demulsifier for hydrocarbon raw materials | t | 18 |  | 0
|  | Uninterruptible power supply | piece | 444 |  | 0
|  | Di2ETHYLHEXYLPHOSPHORIC acid | t | 0.4 |  | 0
|  | Iron sulfate | t | 49 |  | 0
|  | Hydrate formation inhibitor (methanol) | t | 36000 |  | 0
|  | Calibration gas mixture | piece | 30 |  | 0
|  | Potassium chloride (KCl) | t | 3700 |  | 0
|  | Calcium carbide | t | 1 |  | 0
|  | Cationite | t | 5.12 |  | 0
|  | Cationite KU 2-8 | t | 15 |  | 0
|  | Technical sulfuric acid | t | 10 |  | 0
|  | Hydrochloric acid 12-15% (in euro cubes) | t | 5 |  | 0
|  | Barite concentrate | t | 10000 |  | 0
|  | Xanthan gum | t | 2 |  | 0
|  | Technical caustic soda 40% (in euro cubes) | t | 15 |  | 0
|  | Sodium caustic technical liquid (bulk) | t | 50 |  | 0
|  | Sodium caustic technical dry | t | 23 |  | 0
|  | Used sodium sulfuric acid. | t | 0.1 |  | 0
|  | Emollient | t | 2 |  | 0
|  | Fuel additives | t | 73.5 |  | 0
|  | Granulated industrial explosive substance Gramonite 79/21 GOST 21988-76 | t | 75 |  | 0
|  | Industrial explosive substance Amonite 6ZhV GOST 21984-76 Ø 32 mm cartridge weight 200 g | t | 50 |  | 0
|  | Hydrochloric acid solution 10% | t | 3.2 |  | 0
|  | Solvent NEFRAS S2-80/120 petroleum | t | 0.01 |  | 0
|  | Solvent White - spirit | t | 0.05 |  | 0
|  | Rock salt | t | 3360 |  | 0
|  | Tablet salt | t | 51.25 |  | 0
|  | Technical sulfur | t | 5000 |  | 0
|  | Tributyl phosphate | t | 0.4 |  | 0
|  | Trisodium phosphate | t | 3.66 |  | 0
|  | Trisodium phosphate | t | 0.5 |  | 0
|  | Flocculant Flopam AN 945 SH | t | 0.4 |  | 0
|  | Ammonium chloride | t | 1 |  | 0
|  | Carbon ammonium salt GOST 9325-79 (grade A) | t | 120 |  | 0
|  | Soda calcined technical GOST 10689-75 NaCO3 % not less than 91.5 | t | 30 |  | 0
|  | Table salt, sodium chloride | t | 50 |  | 0
|  | Site for industrial processes | t | 150 | 0 | 0
|  | Lime class IT-1, packed in a big bag. | t | 100 | 0 | 0
|  | Odorant (ethyl mercaptan) | kg | 2000 |  | 0
| Chemicals Result |  |  | 65106.86 | 0 | 97
Mixtures and liquids Total |  |  |  | 87087.3232 | 0 | 97
Transformer equipment | Autotransformers | Compensator | piece | 3 |  | 0
|  | Autotransformer ADTTG-90000/154/110 UHL1 | piece | 1 |  | 0
|  | Autotransformer ATDCTN-200000/330/110/10.5 | piece | 2 |  | 0
|  | Autotransformer ATDCTN-250000/330/150/35 | piece | 1 |  | 0
|  | Autotransformer ATDCTN-250000/330/150/10 | piece | 2 |  | 0
|  | Autotransformer ATDCTN-250000/330/220/35 | piece | 1 |  | 0
|  | Autotransformer ATDTN-200000/330/110/35 | piece | 2 |  | 0
|  | Autotransformer ATDTN-200000/330/110/10 | piece | 1 |  | 0
|  | Autotransformer ATDTN-200000/330/110/6 | piece | 2 |  | 0
|  | Autotransformer ATDTN-125000/330/110/35 | piece | 2 |  | 0
|  | Autotransformer ATDTN-125000/330/110/10 | piece | 2 |  | 0
|  | Autotransformer ATDTN-125000/330/110/6 | piece | 1 |  | 0
|  | Autotransformer ATDTN-200000/220/110/35 | piece | 1 |  | 0
|  | Autotransformer ATDTN-200000/220/110/10 | piece | 1 |  | 0
|  | Autotransformer ATDTN-125000/220/110/35 | piece | 1 |  | 0
|  | Autotransformer ATDTN-125000/220/110/10 | piece | 1 |  | 0
|  | Autotransformer ATDTN-125000/220/110/6 | piece | 1 |  | 0
|  | Single-phase transformer ODTSTNP-92000/150 | piece | 3 |  | 0
|  | Autotransformer AODTSTN-210000/400/330-73U1 or equivalent | piece | 3 |  | 0
|  | ATDCTG-240000/330/220-U1 or equivalent | piece | 1 |  | 0
|  | AODTSTG-133000/400 or equivalent | piece | 1 |  | 0
|  | Autotransformer ATDCTN-250000/330 (Rated power 250 MVA, HV=330 kV, MV=158 kV, LV=10.5 kV) | piece | 2 |  | 0
|  | Autotransformer 400 MVA / 330 kV / 150 kV | piece | 2 |  | 0
|  | Three-phase transformer 240 MVA 330/220/35 kV | piece | 1 |  | 0
|  | Autotransformer 250 MVA, 330/158/10.5 | piece | 2 |  | 0
|  | ATDCTN-200000/330/110-74UI | piece | 2 |  | 1
|  | Autotransformer 133MVA 400kV 220kV | piece | 1 |  | 0
|  | TDTN-25000-110-U1 power transformer | piece | 2 |  | 0
| Autotransformers Total |  |  | 45 |  | 1
| Transformer inputs | High-voltage input 750 kV | piece | 5 |  | 0
|  | Input 110 kV | piece | 18 |  | 0
|  | Input 150 kV | piece | 17 |  | 18
|  | 110 kV high-voltage input for switches | piece | 12 |  | 0
|  | 110 kV high-voltage input for transformers | piece | 12 |  | 0
|  | High-voltage input 35 kV | piece | 30 |  | 0
|  | High-voltage input for 110 kV transformers | piece | 18 |  | 0
|  | High-voltage input with RIS insulation type ESTFt 1175–363–1250 B E9 S306 manufactured by HSP Hochspannungsgerate GmbH (Germany) | piece | 3 |  | 0
|  | Input for autotransformer 245 kV | piece | 5 |  | 0
|  | Input for autotransformer 400 kV | piece | 5 |  | 0
|  | Input of transformer 150 kV GKT III 60-172/2000 | piece | 3 |  | 0
|  | Transformer input 330 kV GKT III 60-363/1000 | piece | 3 |  | 0
|  | Transformer input with RIP insulation type ETFt 1175-363 B E9 spez. | piece | 1 |  | 0
|  | Zero input to power transformer GSA 73-OA/2000/0.3 | piece | 1 |  | 0
|  | Input of LV 10.5 kV to power transformer GOH 170/10 | piece | 3 | 0 | 0
|  | HV 150kV input to power transformer GSA 170-OA/1600/0.5 - 1 | piece | 3 | 0 | 0
|  | High-voltage inputs 330 kV | piece | 9 |  | 6
|  | High-voltage inputs 110 kV | piece | 9 |  | 3
|  | High-voltage input for a 110 kV circuit breaker | piece | 12 |  | 0
|  | ABB BRIT-R-90-110-550-800 (type 002) | piece | 6 |  | 0
|  | High-voltage inputs 330 kV | piece | 15 | 0 | 15
|  | Transformer input 330 kV | piece | 1 |  | 0
|  | Input transformer 330 kV to replace GKT III-60-363/1000O1 | piece | 6 |  | 0
| Transformer inputs Total |  |  | 197 | 0 | 42
| Other transformer equipment | Repair kit (rubber) for TMZ 1000/10 transformer | piece | 2 |  | 0
|  | Ways of rolling transformers | piece | 1 |  | 0
|  | Device for testing, calibrating and assessing the condition of current transformers (CT Analyzer) | piece | 1 |  | 0
|  | Device for testing, calibrating and assessing the condition of voltage transformers (VOTANO 100) | piece | 1 |  | 0
|  | K-16 contacts for PC fuses | piece | 466 | 0 | 100
|  | Communication transformer TMG 1600/10/6 | piece | 1 |  | 0
|  | Transformer oil regeneration unit SMM-P6 Lite | piece | 1 |  | 0
|  | Transformer of the GA excitation system | piece | 1 |  | 0
|  | Transformer portal | piece | 4 |  | 0
|  | A set of measuring transformers adapted to the generator current line type IPB-AI-E-15, 75-8000-460-UHL1 | set | 1 | 0 | 0
|  | Rollers for the power transformer | piece | 42 |  | 0
|  | Expansion tank to the power transformer | piece | 12 |  | 0
|  | Oil filter for power transformer | piece | 9 |  | 0
|  | Cooling radiator for the power transformer | piece | 5 |  | 0
| Other transformer equipment Total |  |  | 547 | 0 | 100
| Mobile substations | CR Technology systems MV/MV mobile substation 10.5/0.4 kV 400kVA | piece | 1 |  | 0
|  | KTP 160 kVA/10-0.4 kV | piece | 1 |  | 0
|  | KTP dead-end, air input 160kVA | piece | 40 |  | 0
|  | KTPGS-6/0.4 kV 250 kVA | piece | 1 |  | 0
|  | SHTP-6/0.4 kV 160 kVA | piece | 3 |  | 0
|  | KTP mast 100-160 kVA | piece | 12 | 0 | 6
|  | KTP mast 250 kVA | piece | 17 | 0 | 2
|  | KTP mast 400 kVA | piece | 10 |  | 3
|  | KTP mast 400 kVA | piece | 3 |  | 3
|  | KTPGS 630 kVA | piece | 10 |  | 0
|  | Mobile substation | piece | 1 | 0 | 0
|  | BLOOD | piece | 1 |  | 0
|  | Mobile substations 110/35/10 kV | piece | 2 |  | 0
|  | Mobile substations 35/10 kV | piece | 4 |  | 0
| Mobile substations Total |  |  | 106 | 0 | 14
| Block transformers | Block transformer TC-250000/330, Yo / Δ - 11, Snom.=250000kVA, Unom. volume=347/13.8kV, Inom.=418/10460A, with cooling system. | piece | 1 |  | 0
|  | Complete distribution device | piece | 3 |  | 0
|  | Power transformer 110 kV, capacity 63,000 kVA | piece | 2 |  | 0
|  | Block transformer TDC -265000/330/15.75 | piece | 1 |  | 0
|  | Block transformer 250 MVA 330 kV/15.75 kV | piece | 1 |  | 0
|  | Complete transformer substation "KTP-6/0.4 kV" | piece | 4 |  | 0
|  | Complete distribution device KRPZ-10 U1 (case with insulation, equipped with ventilation and a heating system for 8 cells) | piece | 2 |  | 0
|  | Complete distribution device of the external installation of 6 kV | piece | 1 |  | 0
|  | Power oil transformer, capacity 130 MVA | piece | 1 |  | 0
|  | Block transformer 250 MVA 150/18 kV | piece | 2 |  | 0
|  | Block transformer 400 MVA /150 kV / 20 kV / Un/D-11 | piece | 2 |  | 0
|  | Block complete transformer substation 6-10 kV with transformers (2x250-630 kVA) | piece | 20 |  | 0
|  | Start-backup transformer for own needs 10MVA 110kV/3.3kV | piece | 1 |  | 0
|  | Start-backup transformer for own needs 63MVA 110kV/6.3kV/6.3kV | piece | 1 |  | 0
| Block transformers Total |  |  | 42 |  | 0
| Voltage transformers 110-220 kV | 110 kV voltage transformer | piece | 38 | 0 | 7
|  | Voltage transformer 150 kV | piece | 3 |  | 0
|  | Voltage transformer 150 kV UT-170 | piece | 6 |  | 0
|  | Voltage transformer EMF-170 | piece | 3 |  | 0
|  | Voltage transformer U1=150/√3 kV, U2=100/√3 V, accuracy class 0.2, IES 61869 | piece | 3 |  | 0
|  | VOLTAGE TRANSFORMER NKF-123 II U1 | piece | 6 |  | 0
|  | Voltage transformer NKFA-110 | piece | 20 |  | 0
|  | Current transformer ABB IMB 123 | piece | 3 |  | 0
|  | Voltage transformers 110 kW | piece | 3 |  | 0
|  | Voltage transformer EMF-145 or similar | piece | 21 |  | 0
|  | TDTN-40000/150-70U1 power transformer | piece | 1 |  | 0
|  | TDTN-16000/150-70U1 power transformer | piece | 1 |  | 0
|  | Voltage transformers for voltage class 110 kV type VEOT | piece | 6 |  | 0
|  | Arteche UTD-123 110/√3; 0.1/√3; 0.1/√3; 0.1/√3 | piece | 9 |  | 0
|  | Voltage transformer 110 kV TYD-110 | piece | 6 |  | 0
|  | low-oil transformer voltage 110 kV | piece | 1 |  | 1
|  | 150 kV voltage transformer | piece | 3 | 0 | 0
|  | Cascade (inductive) voltage transformer 110 kV (NKF-110 type) | piece | 6 | 0 | 0
|  | Cascade (inductive) voltage transformer (type NKF-110) | piece | 6 | 0 | 0
| Voltage transformers 110-220 kV Total |  |  | 145 | 0 | 8
| Voltage transformers of 330 kV and above | 330 kV voltage transformer | piece | 15 | 0 | 0
|  | Transformers | piece | 1 |  | 0
| Voltage transformers of 330 kV and above Summary |  |  | 16 | 0 | 0
| Voltage transformers 6-35 kV | TRANSFORMER ZNOM-40.5 U1 | piece | 15 |  | 0
|  | Voltage transformer | piece | 18 |  | 0
|  | 10 kV voltage transformer | piece | 30 | 0 | 0
|  | voltage transformer 10-35kV | piece | 5 |  | 0
|  | Voltage transformer 35 kV | piece | 54 | 0 | 32
|  | Voltage transformer 35 kV | piece | 15 |  | 0
|  | Voltage transformer 35kV SSh-35kV 6AT type ZNOM-35 | piece | 3 |  | 0
|  | VOLTAGE TRANSFORMER 3XIYS1F-1.1.1-6000 V3/100-3-75/0.5-50/3P | piece | 5 |  | 0
|  | kV voltage transformer | piece | 30 |  | 0
|  | Voltage transformer anti-resonant NAMI-10 U2 | piece | 1 |  | 0
|  | VOLTAGE TRANSFORMER NAMI-10 | piece | 50 |  | 0
|  | Voltage transformer NAMI-10 or ZNOL-10 (1 set - 3 pcs.) | piece | 20 |  | 0
|  | Voltage transformer NAMI-35 or ZNOL-35 (1 set - 3 pcs.) | piece | 20 |  | 0
|  | VOLTAGE TRANSFORMER NAMI-6 | piece | 12 |  | 0
|  | Voltage transformer NAMI-6 or ZNOL-6 (1 set - 3 pcs.) | piece | 20 |  | 0
|  | Voltage transformer TN-10 kV | piece | 1 |  | 0
|  | Voltage transformer TN-6 kV | piece | 1 |  | 0
|  | VOLTAGE TRANSFORMER VTO 38 OR SIMILAR. | piece | 24 |  | 0
|  | 10 kV voltage transformers | piece | 5 |  | 0
|  | 35 kW voltage transformers | piece | 12 |  | 0
|  | 35 kV voltage transformers | piece | 33 |  | 0
|  | Voltage transformers ZNOM-35 | piece | 6 |  | 0
|  | NTMI-6 kV voltage transformers. | piece | 10 |  | 0
|  | Voltage transformer 35 kV GEF-36 | piece | 3 |  | 0
|  | TN-10 kV | piece | 7 |  | 0
|  | Transformer for own needs 27 MVA 15.75KV/6.3KV/6.3KV | piece | 1 | 0 | 0
|  | Transformer for own needs 32 MVA / 20 kV / 6.3 kV | piece | 1 |  | 0
|  | TM-50-10 transformer | piece | 5 |  | 0
|  | Voltage transformer 35 kV (GEF 36) | piece | 3 |  | 0
|  | NAMI-10 or analogue | piece | 5 |  | 0
|  | Voltage transformer 6kV NOM-6 | piece | 14 |  | 0
|  | Voltage transformer 6kV NTMY-6 | piece | 5 |  | 0
|  | 10 kV voltage transformer | piece | 2 |  | 0
|  | Transformer TSZGL-2500 6/0.4 D/Un-11 U3 | piece | 2 |  | 0
|  | Transformer TJO7 | piece | 6 |  | 0
| Voltage transformers 6-35 kV Total |  |  | 444 | 0 | 32
| Regulating transformers | Reserve transformer of own needs TRDN-32000/110-70 | piece | 1 |  | 0
|  | Transformer of own needs TRDNS-25000/35 | piece | 1 |  | 0
|  | Current-limiting reactor 35-200-10 | piece | 8 |  | 0
| Regulating transformers Result |  |  | 10 |  | 0
| Power transformers 10-40 kV | Power transformer 10(6)/0.4 kV with a capacity of 100 kVA | piece | 22 |  | 23
|  | Power transformer 10(6)/0.4 kV with a capacity of 1000 kVA | piece | 4 |  | 4
|  | Power transformer 10(6)/0.4 kV with a capacity of 250 kVA | piece | 25 |  | 25
|  | Power transformer 10(6)/0.4 kV with a capacity of 40 kVA | piece | 10 |  | 9
|  | Power transformer 10(6)/0.4 kV with a capacity of 400 kVA | piece | 23 |  | 23
|  | Power transformer 10(6)/0.4 kV with a capacity of 63 kVA | piece | 9 |  | 10
|  | Power transformer 10(6)/0.4 kV with a capacity of 630 kVA | piece | 10 |  | 10
|  | Power transformer 10/0.4 kV; 100 kVA | piece | 13 |  | 0
|  | Power transformer 10/0.4 kV; 63 kVA | piece | 11 |  | 0
|  | Power transformer 20/0.4 kV 40 kVA | piece | 5 |  | 0
|  | Power transformer 20/10 kV, 1 MVA | piece | 1 |  | 0
|  | Power transformer 20/10 kV, 2.5 MVA | piece | 1 |  | 0
|  | Power transformer 20/10 kV, 250 kVA | piece | 2 |  | 0
|  | Power transformer 20/10 kV, 63 kVA | piece | 30 |  | 0
|  | Power transformer 20/10 kV, 630 kVA | piece | 2 |  | 0
|  | Power transformer 35/10 kV with a capacity of 10 MVA with tap-changer. | piece | 2 |  | 0
|  | Power transformer 35/10 kV with a capacity of 4 MVA with tap-changer. | piece | 5 |  | 0
|  | Power transformer 35/20 kV with a capacity of 2 MVA with tap-changer. | piece | 3 |  | 0
|  | Power transformer 35/20 kV with a capacity of 4 MVA with tap-changer. | piece | 3 |  | 0
|  | Power transformer 35/20 kV, 4 mVA | piece | 1 |  | 0
|  | Power transformer TM (ТМГ) 100-10 / 0.4 | piece | 200 |  | 0
|  | Power transformer TM (ТМГ) 160-10 / 0.4 | piece | 100 |  | 0
|  | Power transformer TM (ТМГ) 250-10 / 0.4 | piece | 100 |  | 0
|  | Power transformer TM (TMH) 63 /10/0.4 | piece | 300 |  | 0
|  | Power transformer TM 400 /10/0.4 | piece | 30 |  | 0
|  | Power transformer TM 630 /10/0.4 | piece | 20 |  | 0
|  | Power transformer TMG 630/10YD/11 | piece | 3 |  | 0
|  | Power transformer TMG10/0.4, 100kVA | piece | 37 |  | 0
|  | Power transformer TMG10/0.4, 160kVA | piece | 14 |  | 0
|  | Power transformer TMG10/0.4, 250kVA | piece | 3 |  | 0
|  | Power transformer TMG10/0.4, 400kVA | piece | 6 |  | 0
|  | Power transformer TMG10/0.4, 63kVA | piece | 17 |  | 0
|  | Power transformer TMG20/0.4, 100kVA | piece | 13 |  | 0
|  | Power transformer TMG20/0.4, 160 kVA | piece | 46 |  | 0
|  | Power transformer TMG20/0.4, 250kVA | piece | 49 |  | 0
|  | Power transformer TMG20/0.4, 400kVA | piece | 8 |  | 0
|  | Power transformer TMG20/0.4, 630kVA | piece | 9 |  | 0
|  | Power transformer TMG20/0.4, 63kVA | piece | 28 |  | 0
|  | Power transformer TMN-1600/35 | piece | 2 |  | 0
|  | Dry current transformer 35 kV 75/5 | piece | 6 |  | 0
|  | TDNS-10000/35/6 | piece | 1 |  | 0
|  | TMG 10/0.4kV 630kVA | piece | 2 |  | 0
|  | TMG-10/0.4kV 160kVA | piece | 35 |  | 0
|  | TMG-10/0.4kV 400kVA | piece | 7 |  | 0
|  | TMN-4000/35/6 | piece | 1 |  | 0
|  | TMN-6300/35/10 | piece | 1 |  | 0
|  | TMN-6300/35/6 | piece | 1 |  | 0
|  | Oil power transformer | piece | 4 |  | 0
|  | Power transformer 10/0.4 kV 250 kVA | piece | 42 |  | 0
|  | Power transformer 10/0.4 kV kV | piece | 24 |  | 0
|  | Power transformer 35/20 kV with a capacity of 4 MVA with tap-changer | piece | 4 |  | 0
|  | Power oil transformer NED 025010420 ECO 10.75/0.42 kV PBV -2*2.5%+2*2.5% 250 kVA | piece | 1 |  | 0
|  | TMG power transformer | piece | 102 |  | 0
|  | Power transformer TM 1000\10\0.4 | piece | 2 |  | 0
|  | Power transformer TM 630\10\0.4 | piece | 2 |  | 0
|  | Power transformer TMN-2500/35/10 | piece | 2 |  | 0
|  | Transformer TDNS 10,000 /35/6 | piece | 4 |  | 0
|  | Transformer TMN 2500 /35/6 | piece | 4 |  | 0
|  | Transformer TMN 6300 /35/6 | piece | 4 |  | 0
|  | Power transformers TMN-10000/35 | piece | 1 |  | 0
|  | Power transformers TMN-2500/35 | piece | 3 |  | 0
|  | Power transformers TMN-2500/35/10 | piece | 1 |  | 0
|  | Power transformers TMN-4000/35 | piece | 4 |  | 0
|  | Power transformers TMN-6300/35 | piece | 4 |  | 0
|  | Power transformer 20/0.4kV 16kVA | piece | 10 |  | 0
|  | Power transformer 20/0.4kV 30kVA | piece | 9 |  | 0
|  | Power transformer TDN-6300 kVA 35/10 kV | piece | 1 |  | 1
|  | Power transformer TMN-4000 kVA 35/10 kV | piece | 1 |  | 1
|  | Power transformer TMN-6300 kVA 35/6.3 kV | piece | 1 |  | 1
|  | Transformer TMG-160 kVA 10/0.4 kV | piece | 10 |  | 3
|  | TDTN-10 MBA 35/10 | piece | 1 |  | 0
|  | TMG-400 kVA 10/0.4 kV | piece | 2 |  | 0
|  | TMG-250 kVA 10/0.4 kV | piece | 2 |  | 0
|  | TMG-160 kVA 10/0.4 kV | piece | 2 |  | 0
|  | TMG-100 kVA 10/0.4 kV | piece | 2 |  | 0
|  | TM 1000 kVA, 10/0.4 kV | piece | 1 |  | 0
|  | Transformer TM 2500 kVA, 35/6 kV | piece | 1 |  | 1
|  | Transformer of own needs 35 MVA, 15.75/6.3/6.3 kV | piece | 5 |  | 0
|  | Excitation transformer 20 kV / 0.4 kV | piece | 1 |  | 0
|  | TMG 10/0.4 kV 100 kVA | piece | 6 | 0 | 4
|  | TMG 10/0.4 kV 160 kVA | piece | 16 | 0 | 5
|  | TMG 10/0.4 kV 250 kVA | piece | 1 | 0 | 4
|  | TMG 10/0.4 kV 630 kVA | piece | 6 |  | 0
|  | Power transformer 35/10 kV with a capacity of 2.5 MVA with tap-changer. | piece | 5 |  | 0
|  | Transformer TMG 400/10/0.4 kV. | piece | 7 | 0 | 2
|  | Power transformer 6300 35/20kV | piece | 2 |  | 0
|  | Power transformer 2500 35/20kV | piece | 2 |  | 0
|  | Power transformer 4000 35/20kV | piece | 1 |  | 0
|  | Power transformer 35/10 kV with a capacity of 1.6 MVA with tap-changer | piece | 4 |  | 0
|  | Power transformer 10/0.4 kV; 1000 kVA | piece | 3 |  | 0
|  | Power oil transformers 35/10 kV 1600 kVA | piece | 1 |  | 0
|  | TMG 10/0.4 kV 63 kVA | piece | 2 | 0 | 5
|  | Power transformer 10/0.4 kV; 250 kVA | piece | 41 | 0 | 0
|  | Transformer TMG 100/10/0.4 (or equivalent). | piece | 10 |  | 2
|  | Transformer TMG-160/10/0.4 kV. | piece | 10 |  | 2
|  | Transformer TMG-250/10/0.4 (or equivalent). | piece | 9 |  | 2
|  | Power transformer 6/10 kV power up to 4000 kVA or 2 2500 kVA | piece | 1 |  | 0
|  | Power oil transformers 10/0.4 kV TM-63 kVA | piece | 25 |  | 0
|  | Power oil transformers 10/0.4 kV TM-100 kVA | piece | 56 | 0 | 0
|  | Power transformer TMG160-10/0.4 /OZ/ | piece | 14 |  | 5
|  | Power transformer TMG250-10/0.4 /OZ/ | piece | 16 |  | 5
|  | Power transformers 10/0.4 kV | piece | 8 |  | 5
|  | Power transformer TM-400/10/0.4 kV | piece | 13 |  | 7
|  | Power transformer TDN-10,000 kVA 35/10 kV | piece | 2 |  | 0
|  | Power oil transformer BREDA NEN 3184/70; 10.25/0.4 kV; 100 kVA PBZ±2*2.5% Uk 4.03% | piece | 1 |  | 0
|  | Power oil transformer BREDA NEN 3184/70; 10.25/0.4 kV; 100 kVA PBZ±2*2.5% Uk 4.06% | piece | 1 |  | 0
|  | Power oil transformer BREDA NEN 2761...5; 10.25/0.4 kV; 160 kVA PBZ±2*2.5% Uk 4.07% | piece | 1 |  | 0
|  | Power oil transformer POSTBUS3285 10.75/0.42 kV 250 kVA PBV+-2*2.5% | piece | 1 |  | 0
|  | Power oil transformer BREDA NEN 3184/70 10.25/0.4 kV 160 kVA PBZ±2*2.5% Uk 4.04% | piece | 1 |  | 0
|  | Power oil transformer SMIT NYMEGEN NEN 2761/65 10.25/0.4 kV 160 kVA PBZ±2*2.5% Uk 3.72% | piece | 1 |  | 0
|  | Power oil transformer IEO Transformatoren Breda NEN3184 20.5/0.4 kV, 10.25/0.4 kV, 250 kVA, PBV±2x2.44% | piece | 1 |  | 0
|  | Oil power transformer NEN2761/65 10.5/0.42 kV 250 kVA PBV+-2*2.5% | piece | 1 |  | 0
|  | Oil power transformer NEN3184/70 10.25/0.4 kV 250 kVA PBV+-2*2.5% | piece | 1 |  | 0
|  | Oil power transformer NEN2761...5 10.25/0.4 kV 250 kVA PBV+-2*2.5% | piece | 1 |  | 0
|  | Power transformer TDN-6 300 kVA 35/6 kV | piece | 2 |  | 1
|  | Power transformer TDN-10,000 kVA 35/6 kV | piece | 1 |  | 1
|  | Power transformer TDN-4 000 kVA 35/6 kV | piece | 1 |  | 0
|  | Transformer TMG-1000 kVA 10/0.4 kV | piece | 4 |  | 2
|  | Transformer TMG-630 kVA 10/0.4 kV | piece | 1 |  | 0
|  | power transformer type TDN-16,000 kVA 35/6 kV | piece | 1 |  | 0
|  | Transformer equipment | piece | 4 |  | 0
|  | Power transformer 40 kVA 10/0.4 kV | piece | 1 | 0 | 5
|  | Power transformer 160 kVA 10/0.4 kV | piece | 8 |  | 12
|  | Power transformer 25 kVA 10/0.4 kV | piece | 1 | 0 | 5
|  | Power transformer 63 kVA 10/0.4 kV | piece | 5 |  | 3
|  | KTPmm-2x630/10/0.4 k/k | piece | 8 |  | 0
|  | TMG-630/10/0.4-E U1 | piece | 6 |  | 0
|  | power transformer TM-5600/10-U1 | piece | 1 |  | 0
|  | power transformer TM-6300/10-U1 | piece | 1 |  | 0
|  | power transformer TM-180/3-U1 | piece | 1 |  | 0
|  | Power transformer 10/0.4 kV; 160 kVA | piece | 15 |  | 0
|  | Power transformers 35/6/6kV 40MVA | piece | 1 |  | 1
|  | Power transformers 330kV 200MVA | piece | 1 |  | 1
|  | Power transformer 35/10 kV 6300 kVA | piece | 2 |  | 0
|  | Oil transformer TMG-400/10(6)-0.4 | piece | 2 |  | 0
|  | Power transformers 10/0.4 kV | piece | 22 |  | 0
|  | TMG 10/0.4 kV 400 kVA | piece | 12 | 0 | 0
|  | Power transformer | piece | 24 | 0 | 0
|  | Transformer substation | piece | 6 |  | 0
|  | Power transformer 32 MVA / 35 kV / 6.3 kV / 6.3 kV | piece | 1 |  | 0
|  | Power oil transformers 10/0.4 kV TM-50 kVA | piece | 25 |  | 0
|  | Power oil transformers 10/0.4 kV TM-160 kVA | piece | 33 |  | 0
|  | Power oil transformers 10/0.4 kV TM-200 kVA | piece | 8 |  | 0
|  | Power oil transformers 10/0.4 kV TM-250 kVA | piece | 12 |  | 0
|  | Power oil transformers 10/0.4 kV TM-315 kVA | piece | 8 |  | 0
|  | Power oil transformers 10/0.4 kV TM-400 kVA | piece | 4 |  | 0
|  | Power oil transformers 10/0.4 kV TM-500 kVA | piece | 7 |  | 0
|  | Power oil transformers 10/0.4 kV TM-630 kVA | piece | 4 |  | 0
|  | Power oil transformers 10/0.4 kV TM-800 kVA | piece | 2 |  | 0
|  | Transformer 10/0.4kV 40kVA | piece | 36 |  | 0
|  | Power transformer 10/0.4kV 25kVA | piece | 28 |  | 0
|  | Power transformer TMG10/0.4, 16kVA | piece | 50 |  | 0
|  | Power oil transformers 35/0.4 kV TM-630 kVA | piece | 2 |  | 0
|  | Power transformer 20/0.4 kV; 100 kVA | piece | 14 |  | 0
|  | Power transformer 20/0.4 kV; 250 kVA | piece | 8 |  | 0
| Power transformers 10-40 kV Total |  |  | 2122 | 0 | 190
| Power transformers 110-220 kV | TDTN-16000/110 power transformer | piece | 1 |  | 0
|  | TDTN-25000/150/35/6 | piece | 1 |  | 0
|  | TDTN-40000/150/10/6 | piece | 1 |  | 0
|  | Power transformer 110 kV type SFZ11-16000/110/10 | piece | 2 |  | 0
|  | Power transformer TDN-16000/150/10 | piece | 2 |  | 0
|  | TDTN-10000/110/10 power transformer | piece | 1 |  | 0
|  | TDTN-10000/110/35/10 power transformer | piece | 1 |  | 0
|  | TDTN-16000/110/10 power transformer | piece | 1 |  | 0
|  | TDTN-16000/110/35/10 power transformer | piece | 2 |  | 0
|  | TDTN-25000/110/10 power transformer | piece | 1 |  | 0
|  | TDTN-25000/150-70U1 power transformer | piece | 4 |  | 0
|  | POWER TRANSFORMER TDTN-40000/110/10/6-U1 | piece | 2 |  | 0
|  | TDTN-40000/110/35/10 power transformer | piece | 2 |  | 0
|  | TDN power transformer | piece | 3 |  | 0
|  | TDTN power transformer | piece | 7 |  | 0
|  | TDTN-25000/150/35/6 power transformer | piece | 2 |  | 0
|  | TDTN-40000/110-35-10 U1 power transformer | piece | 1 |  | 0
|  | TDTN-40000/150/35/10 power transformer | piece | 2 |  | 0
|  | Power transformer TMN-6300/110/10 | piece | 3 |  | 0
|  | Power transformer TMN-6300/110/35/10 | piece | 2 |  | 0
|  | Power transformer TRDN-25000/110/10/10 | piece | 5 |  | 0
|  | Transformer TDTN 25,000 /110/35/6 | piece | 3 |  | 0
|  | Transformer TDTN 40,000 /110/35/6 | piece | 3 |  | 0
|  | Transformer TRDN 25,000 /110/10 | piece | 1 |  | 0
|  | Power three-phase three-winding oil-filled transformer | piece | 1 |  | 0
|  | Power transformer TDN-10,000 kVA 110/10 kV | piece | 1 |  | 1
|  | Power transformer TDTN-16,000 kVA 110/35/6.3 kV | piece | 1 |  | 1
|  | Power transformer TDN-2 500 kVA 110/10 kV | piece | 1 |  | 0
|  | Power oil three-phase three-winding transformer TDTN-31500/110 | piece | 1 |  | 0
|  | TDTN-40 MBA 110/35/10 | piece | 1 |  | 0
|  | TDTN-25 MVA110/35/10 | piece | 1 |  | 0
|  | TDTN-16 MBA 110/35/10 | piece | 1 |  | 0
|  | TDTN-40 MBA 110/35/6 | piece | 1 |  | 0
|  | TDTN-25 MBA 110/35/6 | piece | 1 |  | 0
|  | TDTN-16 MBA 110/35/6 | piece | 1 |  | 0
|  | Start-standby transformer 32 MVA / 150 kV / 6.3 kV / 6.3 kV | piece | 1 |  | 0
|  | Power transformer 25000 150/35/20 | piece | 2 |  | 0
|  | Power transformer TDN-16000 kVA 110/6 kV | piece | 1 |  | 0
|  | Power transformer TDTN-16000 kVA 110/35/10 kV | piece | 1 |  | 1
|  | Power transformer TDN-16,000 kVA 110/10 kV | piece | 1 |  | 0
|  | Three-phase power transformer TRDN-40000/110-U1 | piece | 2 |  | 0
|  | Power transformer TDTN-40000 150/35/6kV | piece | 1 |  | 0
|  | Power oil transformers 110 kV | piece | 3 |  | 0
|  | TRDN power transformer | piece | 1 |  | 0
|  | TDTN-63000/150 power transformer | piece | 1 |  | 1
|  | power transformer TDTN-40000/150-U1 | piece | 3 |  | 0
|  | TRDTN-25000-110/10/10 kV | piece | 1 |  | 0
|  | TDTN-16000-110/35/6kV | piece | 1 |  | 0
|  | Power transformer 150/35/10 kV, 63,000 kVA | piece | 2 |  | 0
|  | Power transformer 150/35/10 kV, 25,000 kVA | piece | 2 |  | 0
|  | Power transformer 110/35/10 kV, 25,000 kVA | piece | 2 |  | 0
|  | Power transformer 110/35/6 kV 16,000 kVA | piece | 2 |  | 0
|  | Power transformer 110/6kV art. N T-1 TDNGU 6300/110 | piece | 1 |  | 0
|  | Power transformer 110/6kV art. N T-2 TDNGU 6300/110 | piece | 1 |  | 0
|  | Power transformer TDN-25000/110/10 | piece | 1 |  | 0
|  | Power transformer TDN-16000/110/10 | piece | 1 |  | 0
|  | Power transformer TDTN-63000 110/10/10 | piece | 2 |  | 0
|  | Three-phase transformer 150/35 kV, 80 MVA | piece | 1 |  | 0
|  | Power transformer 32 MVA / 230 kV / 6.3 kV / 6.3 kV | piece | 2 |  | 0
| Power transformers 110-220 kV Total |  |  | 100 |  | 4
| Power transformers up to 6 kV | Power transformer TM (ТМГ) 100-6 / 0.4 | piece | 200 |  | 0
|  | Power transformer TM (TMH) 160-6 / 0.4 | piece | 100 |  | 0
|  | Power transformer TM (ТМГ) 250-6 / 0.4 | piece | 50 |  | 0
|  | Power transformer TM (TMH) 63 /6/0.4 | piece | 300 |  | 0
|  | Power transformer TM 400 /6/0.4 | piece | 40 |  | 0
|  | Power transformer TM 630 /6/0.4 | piece | 30 |  | 0
|  | Power transformer TM-250 | piece | 3 |  | 0
|  | Power transformer TM-400 | piece | 5 |  | 0
|  | Power transformer TM-63 | piece | 1 |  | 0
|  | Power transformer TMG 400/6/0.4 (or equivalent) | piece | 5 |  | 2
|  | Transformer | piece | 2 |  | 0
|  | Transformer 3.15/0.4 kV 250 kV (dry) | piece | 1 |  | 0
|  | Power transformer 6/0.4 kV kV | piece | 24 |  | 0
|  | Transformer TM 630 kVA, 6/0.4 kV | piece | 1 |  | 0
|  | TMG-6/0.4kV | piece | 1 |  | 0
|  | Power transformer TMG-400 kVA 6/0.4 kV, D/Yun-11 | piece | 5 |  | 0
|  | Power transformer TMG-630 kVA 6/0.4 kV, D/Yun-11 | piece | 6 |  | 0
|  | Power transformer 300 kVA | piece | 1 |  | 0
|  | Power transformer TMG-250 kVA 6/0.4 kV, D/Yun-11 | piece | 6 |  | 0
|  | Power transformer TMG-1000 kVA 6/0.4 kV, D/Yun-11 | piece | 3 |  | 0
|  | Transformer TMG 630/6/0.4 kV. | piece | 3 |  | 2
|  | Power transformer TMG 250/6/0.4 (or equivalent). | piece | 5 |  | 0
|  | Transformer TMG 400/6/0.4 kV. | piece | 5 |  | 2
|  | Power transformer 6/0.4 kW 500 kVa | piece | 1 |  | 0
|  | Transformer equipment | piece | 1 |  | 0
|  | TMG-630/6/0.4-E U1 | piece | 6 |  | 0
|  | TMG-400/6/0.4-E U1 | piece | 2 |  | 0
|  | Power transformer TM-630 | piece | 3 |  | 0
|  | TM 1600 power transformer | piece | 1 |  | 0
|  | Power transformer | piece | 21 | 0 | 0
| Power transformers up to 6 kV Total |  |  | 832 | 0 | 6
| Current transformers (high voltage) | Current transformer | piece | 9 |  | 0
|  | Current transformer 330 kV, 3000/1 | piece | 6 |  | 6
|  | 110 kV current transformer | piece | 154 | 0 | 82
|  | Current transformer 110 kV 1200/5, U=110 kV, accuracy class 0.2S, IES 61869 | piece | 9 |  | 0
|  | Current transformer 110 kV Current transformers 1200/5, U=110 kV, accuracy class 0.2S, IES 61869 | piece | 1 |  | 0
|  | 150 kV current transformer | piece | 6 |  | 0
|  | Current transformer 150 kV CA-170 | piece | 12 |  | 0
|  | Current transformer 150 kV Current transformers 1200/5, U=154 kV, accuracy class 0.2S, IES 61869 | piece | 5 |  | 0
|  | Current transformer 330 kV Current transformers 2000/1, U=330 kV, accuracy class 0.2S, IES 61869 | piece | 13 |  | 0
|  | Current transformer 330 kV | piece | 5 |  | 0
|  | Current transformer IMB-170 | piece | 15 |  | 0
|  | Current transformer IOSK-362SR 362 kV 2000/1A | piece | 12 |  | 0
|  | Current transformer LB6-110 600/5 | piece | 15 |  | 0
|  | Current transformer type ТФЗМ | piece | 6 |  | 0
|  | Current transformer TFZM 110 kV | piece | 100 |  | 0
|  | CURRENT TRANSFORMER TFZM-123-II-0.5S/10Р/10Р 300-600/5 U1 | piece | 35 |  | 0
|  | 110kV power transformer IMB-145 | piece | 12 |  | 0
|  | 110 kV current transformers | piece | 3 |  | 0
|  | 150 kV current transformers | piece | 6 |  | 0
|  | 150 kV current transformers | piece | 3 |  | 2
|  | Current transformers Type ТФЗМ | piece | 6 |  | 0
|  | TS-110kV type IMB-145 or similar | piece | 21 |  | 0
|  | Current transformer. Nominal voltage 110 kV; The highest working voltage is 126 kV; Rated current 1000/5 A; The number of windings is 4 pcs. Constructive design — sealed, filled with oil. | piece | 15 |  | 0
|  | Current transformer. Nominal voltage 110 kV; The highest working voltage is 126 kV; Rated current 1000/5 A; The number of windings is 3 pcs. Constructive design — sealed, filled with oil. | piece | 12 |  | 0
|  | Current transformers (high voltage) 750 kV | piece | 6 |  | 0
|  | Current transformers (high voltage) 330 kV | piece | 3 |  | 0
|  | 330 kV current transformer | piece | 27 |  | 0
|  | TFZM 110B-IU1 | piece | 4 |  | 0
|  | Current transformer 110 kV (JOF 123) | piece | 3 |  | 0
|  | Current transformer TOGF-110.II* 1000/5A 10P/10P/10P/0.2S/0.2S/0.2S | piece | 6 |  | 0
|  | Current transformer TOGF-110.ІІІ-0.2S/0.2S/10Р/10Р/10Р/10Р-1000/5 UHLI* | piece | 3 |  | 0
|  | Current transformer TOGF-110.II* 600/5A 10P/10P/0.5S/0.2S/0.2 | piece | 6 |  | 0
|  | Arteche CA-123 300/600/600/600; 30VA/0.5S, 30VA/10P, 30VA/10P, 30VA/10P | piece | 9 |  | 0
|  | low-oil current transformer 330 kV | piece | 1 |  | 1
|  | low-oil current transformer 110 kV | piece | 1 |  | 1
|  | Current transformer TFZM-110-Б-Ш-2000-5, TFZM-123-II-IV,1 | piece | 12 |  | 0
|  | Current transformer 330 kV | piece | 16 | 0 | 19
|  | Current transformer 220 kV | piece | 3 | 0 | 0
|  | 150 kV current transformer | piece | 2 | 0 | 0
|  | Measuring current transformer (TT) type TF3M-110B III U1 | piece | 3 |  | 0
|  | Current transformer 110 kV Type IMB 123 | piece | 3 | 0 | 0
|  | TRO-70,11 | piece | 6 |  | 0
|  | Measuring current transformer | piece | 5 |  | 2
| Current transformers (high voltage) Total |  |  | 600 | 0 | 113
| Current transformers (low voltage) | Measuring transformers 6kV ZNOL-6-77U3 | piece | 3 |  | 0
|  | Measuring current transformers 0.4 kV | piece | 1500 |  | 1500
|  | Current transformer | piece | 9 |  | 0
|  | 0.38 kV current transformer | piece | 144 |  | 0
|  | Current transformers 1000 /5A (set of 2 pcs.) | piece | 2 |  | 0
|  | Current transformers 200 /5A (set of 2 pcs.) | piece | 2 |  | 0
|  | Current transformers 300 /5A (set of 2 pcs.) | piece | 2 |  | 0
|  | Current transformers 400/5A (set of 2 pcs.) | piece | 2 |  | 0
|  | Current transformers 600/5A (set of 2 pcs.) | piece | 4 |  | 0
|  | Current transformers TOPN(Ш)-0.66 200/5 | piece | 90 |  | 0
|  | Current transformers TOPN(Ш)-0.66 300/5 | piece | 120 |  | 0
|  | Current transformers TOPN(Ш)-0.66 400/5 | piece | 90 |  | 0
|  | Current transformer 6 kV TSHV-15 | piece | 8 |  | 0
|  | 0.4 kV current transformers | piece | 50 |  | 0
|  | Current transformer ТРО-70.11 | piece | 12 |  | 0
| Current transformers (low voltage) Total |  |  | 2038 |  | 1500
| Current transformers (medium voltage) | Current transformer | piece | 6 |  | 0
|  | 10 kV current transformer | piece | 9 |  | 0
|  | 10 kV current transformer | piece | 485 |  | 185
|  | 20 kV current transformer with molded insulation for internal installation 0.5S/0.5S/10P-200/5 | piece | 13 |  | 0
|  | Current transformer 20 kV with cast insulation for internal installation 0.5S/0.5S/10P-400/5 | piece | 9 |  | 0
|  | 35 kV current transformer | piece | 155 | 0 | 93
|  | Current transformer 6-10 kV | piece | 267 |  | 0
|  | TOLU type current transformer | piece | 24 |  | 0
|  | TPLU type current transformer | piece | 48 |  | 0
|  | TPOLU type current transformer | piece | 12 |  | 0
|  | CURRENT TRANSFORMER TPL-10 75/5 (0.5S) | piece | 16 |  | 0
|  | CURRENT TRANSFORMER TPLU-10-1.2-1V-0.5S//10P-50//5 | piece | 10 |  | 0
|  | CURRENT TRANSFORMER TPLU-10-1.2-1V-0.5S/10P-100/5 | piece | 12 |  | 0
|  | CURRENT TRANSFORMER TPLU-10-1.2-1V-0.5S/10P-75/5 | piece | 12 |  | 0
|  | CURRENT TRANSFORMER TPLU-10-1.2-2V-0.5S//10P-150/5 | piece | 12 |  | 0
|  | CURRENT TRANSFORMER TPLU-10-1.2-2V-0.5S//10P-400/5 | piece | 27 |  | 0
|  | Current transformer TPLU-10-1.2-2V-0.5S/10P-100/5 | piece | 40 |  | 0
|  | Current transformer TPLU-10-1.2-2V-0.5S/10P-150/5 | piece | 40 |  | 0
|  | CURRENT TRANSFORMER TPLU-10-1.2-2V-0.5S/10P-200/5 | piece | 15 |  | 0
|  | CURRENT TRANSFORMER TPLU-10-1.2-2V-0.5S/10P-300/5 | piece | 27 |  | 0
|  | Current transformer TPLU-10-1.2-2V-0.5S/10P-50/5 | piece | 40 |  | 0
|  | Current transformer TPLU-10-1.2-2V-0.5S/10P-75/5 | piece | 40 |  | 0
|  | Current transformer TPOL-10 | piece | 2 |  | 0
|  | CURRENT TRANSFORMER TPOLU-10-2.2-2G-0.5S//10Р-400//5 | piece | 12 |  | 0
|  | CURRENT TRANSFORMER TPOLU-10-2.2-2G-0.5S//10Р-600//5 | piece | 36 |  | 0
|  | Current transformer TFZM 35 kV | piece | 100 |  | 0
|  | CURRENT TRANSFORMER TFZM-40.5 UHL1 | piece | 46 |  | 0
|  | 10 kV current transformers | piece | 161 |  | 0
|  | 35 kV current transformers | piece | 113 |  | 0
|  | 35 kV current transformers | piece | 15 |  | 0
|  | 35 kV STSO-38L current transformers | piece | 45 |  | 24
|  | Current transformers TFZM-35 | piece | 12 |  | 0
|  | 35 kV power transformers | piece | 33 |  | 0
|  | 35 kV current transformers | piece | 9 |  | 0
|  | Current transformers TOL-E 12-02 0.5S/10Р 150/5 | piece | 13 |  | 0
|  | Current transformers TOL-E 12-02 0.5S/10Р 800/5 | piece | 3 |  | 0
|  | zero-sequence current transformer TZLM-E-0.66-02 U2 | piece | 3 |  | 0
|  | TC-10 kV | piece | 30 |  | 0
|  | Current transformer TFZM-35 200-400/5 0.5S/10Р/10Р | piece | 9 |  | 0
|  | Current transformer 35 kV 150/5 | piece | 20 |  | 12
|  | Current transformer 35 kV 200/5 | piece | 12 |  | 6
|  | SIEMENS 4MC7033 type current transformers for RU 8DJH | piece | 27 |  | 0
|  | Current transformer | piece | 13 |  | 0
|  | Current transformer 35kV external installation | piece | 432 |  | 0
|  | 10 kV current transformers | piece | 100 |  | 0
|  | Arteche CRH-36 75/5 0.5S/10P/10P | piece | 3 |  | 0
|  | Arteche CRH-36 100/5 0.5S/10P/10P | piece | 3 |  | 0
|  | Arteche CRH-36 200/5 0.5S/10P/10P | piece | 3 |  | 0
|  | Arteche URS-36 35/√3; 0.1/√3; 0.1/√3; 0.1/√3 0.5/0.2/3P | piece | 6 |  | 0
| Current transformers (medium voltage) Total |  |  | 2580 | 0 | 320
| Transformer substations of medium voltage | Complete transformer substation KTP-S-100/6(10)/0.4-U1 with transformer TM-100/10 | piece | 5 |  | 0
|  | Complete pass-through transformer substation with 400kVA cable entry | piece | 32 |  | 0
|  | Complete transformer substation dead-end 100/10/0.4 | piece | 15 |  | 0
|  | Complete transformer substation dead-end 160/10/0.4 | piece | 20 |  | 0
|  | The complete transformer substation is dead-end, air inlet 100kVA | piece | 33 |  | 0
|  | Complete dead-end transformer substation, air input 250kVA | piece | 19 |  | 0
|  | Complete dead-end transformer substation, air inlet, 400kVA | piece | 25 |  | 0
|  | KTPBR 35 kV | piece | 1 |  | 0
|  | Transformer substation KTPV-630/6/1,2 | piece | 1 |  | 0
|  | Transformer substation KUVPP-400 | piece | 2 |  | 0
|  | Transformer substation TSVP-630/6/1.2 | piece | 1 |  | 0
|  | Complete dead-end air input transformer substation 10/0.4 kV 400 kVA | piece | 1 |  | 0
|  | Complete pass-through transformer substation with cable entry 10/0.4 kV 400 kVA | piece | 1 |  | 0
|  | Complete final transformer substation, air input 10/0.4 kV 100,160,250,400 kVA | piece | 32 |  | 0
|  | Complete transformer substation 10/04 kV pass-through type for urban electric networks of the KTP type | piece | 7 |  | 0
|  | Complete transformer substation "KTP-6/0.4 kV" | piece | 5 |  | 0
|  | Complete transformer substation 400/10/0.4 kV | piece | 8 |  | 0
|  | Complete transformer substation 10/0.4 kW | piece | 7 |  | 0
|  | Complete transformer substation dead-end 250/10/04 | piece | 9 |  | 9
|  | Complete transformer substation 250/10/0.4 kV pass-through type | piece | 10 |  | 5
|  | KTP 10/0.4 kV; 250 kVA | piece | 5 |  | 2
|  | KTP 10/0.4 kV; 400 kVA | piece | 7 |  | 0
|  | KTP 10/0.4 kV; 250 kVA | piece | 1 |  | 0
|  | Complete block transformer substation 35/10 kV with two transformers TMN-4000/35-64U1 | piece | 1 |  | 0
|  | complete transformer substation KTP-25/6/0.4 | piece | 9 |  | 0
| Transformer substations of medium voltage Total |  |  | 257 |  | 16
| Power transformers 330 kV and above | Power transformer 6/0.4 kV 1600 kVA | piece | 1 |  | 0
| Power transformers 330 kV and above Total |  |  | 1 |  | 0
Transformer equipment Total |  |  |  | 10082 | 0 | 2346
Pipe products | Pipe products | Seamless pump-compressor pipe (Tubing pipe), 3 1/2 and 2 7/8, P-110 Cr13% | t | 679 |  | 0
|  | seamless pipe | t | 0.7 |  | 0
|  | Lead 90 d50x4 art.3 | piece | 50 |  | 0
|  | Steel taps, steeply curved, welded, seamless 90 ° - 60 x 4 DSTU GOST 17375:2003 | piece | 20 |  | 0
|  | Steel taps, steeply curved, welded, seamless 90 ° - 83 x 6 DSTU GOST 17375:2003 | piece | 10 |  | 0
|  | Pump-compressor pipes are seamless | t | 3200 |  | 0
|  | Fittings for chrome pipes (Pup joint) 3-1/2" and 2-7/8", P-110 Cr13% | piece | 65 |  | 0
|  | Tube | t | 112 |  | 0
|  | Pipe 1020x12 electrowelded | km | 1.01 |  | 0.5
|  | Pipe 108*4.0 electrically welded and insulated | km | 2 |  | 0
|  | Pipe 108x4 electrowelded | km | 0.364 |  | 0
|  | Pipe 108x4.0 electrowelded | km | 0.4 |  | 0
|  | Pipe 127x4.0 electrowelded | km | 0.4 |  | 0
|  | Pipe 133*4.0 electrically welded and insulated | km | 1 |  | 0
|  | Pipe 159*4.5 electrically welded and insulated | km | 1 |  | 0
|  | Pipe 159x4.5 electrowelded | km | 0.982 |  | 0
|  | 15x2.5 water and gas pipe | km | 0.6 |  | 0
|  | 20x2.5 water and gas pipe | km | 0.6 |  | 0
|  | Pipe 219*4.5 electrically welded and insulated | km | 0.8 |  | 0
|  | Pipe 219x5 electrowelded | km | 0.184 |  | 0
|  | Pipe 219x6 electrowelded | km | 0.2 |  | 0
|  | Pipe 219x6.0 electrowelded | km | 0.4 |  | 0
|  | 25x2.8 water and gas pipe | km | 0.6 |  | 0
|  | Pipe 273*5 electrically welded and insulated | km | 0.8 |  | 0
|  | Pipe 273x6 electrowelded | km | 0.2 |  | 0
|  | Pipe 325*5 electrically welded and insulated | km | 0.8 |  | 0
|  | The pipe 325x8 is electrowelded | km | 0.2 |  | 0
|  | 32x2.8 water and gas pipe | km | 0.6 |  | 0
|  | Pipe 377*8 electrically welded and insulated | km | 0.8 |  | 0
|  | 40x3.5 water and gas pipe | km | 0.672 |  | 0
|  | Pipe 426*10 electrically welded and insulated | km | 0.1 |  | 0
|  | Pipe 426x6 electrowelded, insulated | km | 0.04 |  | 0
|  | The pipe 426x9 is electrowelded | km | 0.12 |  | 0
|  | 48x3.0 water and gas pipe | km | 0.6 |  | 0
|  | Pipe 51x5 st. 20 | t | 10 |  | 0
|  | Pipe 530*10 electrically welded and insulated | km | 0.1 |  | 0
|  | Pipe 530x10 electrowelded | km | 0.12 |  | 0
|  | Pipe 530x7 electrowelded, insulated | km | 0.04 |  | 0
|  | Pipe 54x6.5 st. 12X1MF | t | 10 |  | 0
|  | Pipe 57*3.5 electrically welded and insulated | km | 2 |  | 0
|  | Pipe 57x3.5 electrowelded | km | 1.818 |  | 0
|  | Pipe 630*10 electrically welded and insulated | km | 0.1 |  | 0
|  | Pipe 76*3.5 electrically welded and insulated | km | 2 |  | 0
|  | Pipe 76x3.5 electrowelded | km | 0.85 |  | 0
|  | Pipe 820x12 electrowelded | km | 1.01 |  | 0.5
|  | Pipe 89*3.5 electrically welded and insulated | km | 2 |  | 0
|  | Pipe 89x4 electrowelded | km | 0.365 |  | 0
|  | Pipe 89x4.0 electrowelded | km | 0.4 |  | 0
|  | Pipe d102x4 art. 3 | km | 0.4 |  | 0
|  | Pipe d50x4 art. 3 | km | 0.1 |  | 0
|  | Pipe Ø 1005x10 GOST 10704-91 (steel, electrically welded, straight-seam pipes) | t | 0.5 |  | 0
|  | Pipe Ø 108 x 4.0 GOST 8732-78 (seamless steel pipes) | t | 0.3 |  | 0
|  | Pipe Ø 133x16 heat-resistant high-alloy steel | t | 0.1 |  | 0
|  | Pipe Ø 219x10 steel 20 according to TU 14-3-190-2004 (seamless steel pipes for boiler installations and pipelines) | t | 1.01 |  | 0
|  | Pipe Ø 25x4 stainless steel. 12Х18Н10Т GOST 8731-87 (group B) | t | 0.1 |  | 0
|  | Pipe Ø 426 x 10 GOST 10704-91 (steel, electrically welded, straight-seam pipes) | t | 1 |  | 0
|  | Pipe Ø 48 x 4.0 GOST 8732-78 (seamless steel pipes) | t | 0.1 |  | 0
|  | Pipe Ø 50 x 3.0 steel 20 GOST 8734-75 (steel pipes, seamless, cold-formed) | t | 0.1 |  | 0
|  | Pipe Ø 51 x 4.0 GOST 8732-78 (seamless steel pipes) | t | 0.2 |  | 0
|  | Pipe Ø 51 x 4.0 steel 20 according to TU 14-3-190-2004 (seamless steel pipes for boiler installations and pipelines) | t | 0.1 |  | 0
|  | Pipe Ø 530 x 10.0 GOST 10704 - 91 (steel, electrically welded, straight-seam pipes) | t | 12.5 |  | 0
|  | Pipe Ø 630 x 10 GOST 10704 - 91 (steel, electrically welded, straight-seam pipes) | t | 11.2 |  | 0
|  | Drill pipe | t | 1900 |  | 0
|  | Flexible corrugated pipe with a diameter of 32 mm | km | 30 |  | 30
|  | Electrowelded pipe D250, 273*7 mm | km | 0.2 |  | 0
|  | Electric welded pipe D300, 325*8 mm | km | 0.1 |  | 0
|  | Electrowelded pipe D400, 426*8 mm | km | 0.1 |  | 0
|  | Electrowelded pipe D500, 530*9 mm | km | 0.05 |  | 0
|  | Electrowelded straight-seam pipe GOST 10704, 10705 Ø 108mm | km | 0.5 |  | 0
|  | Electrowelded straight-seam pipe GOST 10704, 10705 Ø 133mm | km | 0.37 |  | 0
|  | Electrowelded straight-seam pipe GOST 10704, 10705 Ø 159mm | km | 0.16 |  | 0
|  | Electrowelded straight-seam pipe GOST 10704, 10705 Ø 219mm | km | 0.15 |  | 0
|  | Electrowelded straight-seam pipe GOST 10704, 10705 Ø 273mm | km | 0.32 |  | 0
|  | Electrowelded straight-seam pipe GOST 10704, 10705 Ø 325 mm | km | 0.33 |  | 0
|  | Electrowelded straight-seam pipe GOST 10704, 10705 Ø 32 mm, | km | 0.5 |  | 0
|  | Electrowelded straight-seam pipe GOST 10704, 10705 Ø 40mm, | km | 0.5 |  | 0
|  | Electrowelded straight-seam pipe GOST 10704, 10705 Ø 426 mm | km | 0.4 |  | 0
|  | Electrowelded straight-seam pipe GOST 10704, 10705 Ø 530mm | km | 0.5 |  | 0
|  | Electrowelded straight-seam pipe GOST 10704, 10705 Ø 57mm | km | 0.25 |  | 0
|  | Electrowelded straight-seam pipe GOST 10704, 10705 Ø 76 mm | km | 0.38 |  | 0
|  | Electrowelded straight-seam pipe GOST 10704, 10705 Ø 89mm | km | 0.5 |  | 0
|  | Stainless steel pipe | t | 0.28 | 0 | 0
|  | Impulse thin-wall seamless pipe Ø 14x2 (GOST 8734-75) | t | 0.47 |  | 0
|  | The pipe is brass | t | 5.1 |  | 0
|  | L-63 semi-solid brass pipe 16x1x4100; DSTU GOST 15527:2005; GOST 494-90 | t | 20 |  | 0
|  | Copper pipe 1/4 6.35x0.76 | t | 2 |  | 0
|  | PVC pipe | km | 0.7 |  | 0
|  | Pipe PE 100 SDR 11 Dn 40x3.7 | km | 0.1 |  | 0
|  | Pipe PE 100 SDR 11 Dn 50x4.6 | km | 0.1 |  | 0
|  | Pipe PE 100 SDR 17.6 Dn 110x6.3 | km | 1 |  | 0
|  | Pipe PE 100 SDR 17.6 Dn 125x7.1 | km | 0.1 |  | 0
|  | Pipe PE 100 SDR 17.6 Dn 140x8.0 | km | 0.1 |  | 0
|  | Pipe PE 100 SDR 17.6 Dn 160x9.1 | km | 1 |  | 0
|  | Pipe PE 100 SDR 17.6 Dn 180x10.3 | km | 0.5 |  | 0
|  | Pipe PE 100 SDR 17.6 Dn 200x11.4 | km | 0.5 |  | 0
|  | Pipe PE 100 SDR 17.6 Dn 225x12.8 | km | 0.5 |  | 0
|  | Pipe PE 100 SDR 17.6 Dn 280x15.9 | km | 0.1 |  | 0
|  | Pipe PE 100 SDR 17.6 Dn 315x17.9 | km | 0.5 |  | 0
|  | Pipe PE 100 SDR 17.6 Dn 400x22.8 | km | 0.5 |  | 0
|  | Pipe PE 100 SDR 17.6 Dn 75x4.3 | km | 1 |  | 0
|  | Pipe PE 100 SDR 17.6 Dn 90x5.2 | km | 1 |  | 0
|  | PE pipe, diameter 110 mm | km | 0.4 |  | 0
|  | PE pipe, diameter 125 mm | km | 0.4 |  | 0
|  | PE pipe, diameter 160 mm | km | 0.06 |  | 0
|  | PE pipe, diameter 20 mm | km | 0.4 |  | 0
|  | PE pipe, diameter 25 mm | km | 0.4 |  | 0
|  | PE pipe, diameter 32 mm | km | 0.4 |  | 0
|  | PE pipe, diameter 40 mm | km | 0.4 |  | 0
|  | PE pipe, diameter 50 mm | km | 0.4 |  | 0
|  | PE pipe, diameter 63 mm | km | 0.4 |  | 0
|  | PE pipe, diameter 75 mm | km | 0.4 |  | 0
|  | PE pipe, diameter 90 mm | km | 0.4 |  | 0
|  | The pipe is steel | t | 395.822 | 0 | 0
|  | seamless steel pipe | t | 2 |  | 0
|  | Steel water pipe Ø 20x2.8 GOST 3262 | t | 0.1 |  | 0
|  | Steel water pipe Ø 25x2.8 GOST 3262 | t | 0.1 |  | 0
|  | Steel water pipe Ø 32x3.2 GOST 3262 | t | 0.1 |  | 0
|  | Steel water pipe Ø 40x3.5 GOST 3262 | t | 0.1 |  | 0
|  | Steel water pipe Ø 50x3mm. GOST 3262 | t | 0.15 |  | 0
|  | Steel water pipe Ø 65x4 GOST 3262 | t | 0.15 |  | 0
|  | Steel pipe, diameter 108 mm | t | 2.14 |  | 0
|  | Steel pipe, diameter 125 mm | t | 2.68 |  | 0
|  | Steel pipe, diameter 150 mm | t | 3.16 |  | 0
|  | Steel pipe, diameter 15 mm | t | 2.84 |  | 0
|  | Steel pipe OD 200 mm | t | 5.76 |  | 0
|  | Steel pipe, diameter 20 mm | km | 0.3 |  | 0
|  |  | t | 3 |  | 0
|  | Steel pipe, diameter 250 mm | t | 0.84 |  | 0
|  | Steel pipe, diameter 25 mm | t | 4.24 |  | 0
|  | Steel pipe, diameter 300 mm | t | 0.48 |  | 0
|  | Steel pipe, diameter 32 mm | t | 5.46 |  | 0
|  | Steel pipe, diameter 40 mm | t | 1.36 |  | 0
|  | Steel pipe, diameter 500 mm | t | 1.54 |  | 0
|  | Steel pipe, diameter 50 mm | t | 1.68 |  | 0
|  | Steel pipe, diameter 76 mm | t | 2.28 |  | 0
|  | Steel pipe, diameter 89 mm | t | 2.66 |  | 0
|  | Electrowelded steel pipe 219x4.5mm with highly reinforced insulation | km | 3.6 |  | 0
|  | Electrically welded steel pipe Ø 108x5.5 DSTU 8943:2019 | t | 2.09 |  | 0
|  | Electrically welded steel pipe Ø 133x5.5 DSTU 8943:2019 | t | 2.59 |  | 0
|  | Electrically welded steel pipe Ø 57x3.5 DSTU 8943:2019 | t | 0.69 |  | 0
|  | Electrowelded steel pipe Ø 76x4 DSTU 8943:2019 | t | 1.07 |  | 0
|  | Electrowelded steel pipe Ø 89x4 DSTU 8943:2019 | t | 1.17 |  | 0
|  | Electric-welded straight-seam steel pipe | km | 0.03 |  | 0
|  |  | t | 145.05 |  | 0
|  | Straight-seam steel electric-welded pipe 426x9 | t | 60 |  | 0
|  | Straight-seam steel electric-welded pipe 530x8 | t | 73.77 |  | 0
|  | Straight welded steel pipe 1020x14 st 17GIS GOST 20295-85 | t | 34.44 |  | 0
|  | Straight welded steel pipe 1220x14 st 17GIS GOST 20295-86 | t | 40.71 |  | 0
|  | Straight welded steel pipe 630x9st 17GIS | t | 80 |  | 0
|  | Straight welded steel pipe 720x84 st 17GIS GOST 20295-88 | t | 75.01 |  | 0
|  | Straight welded steel pipe 920x8 st 17GIS GOST 20295-89 | t | 53.67 |  | 0
|  | The steel pipe is pre-insulated in a protective polyethylene sheath | km | 13 |  | 0
|  | Electric-welded, straight-seam steel pipe for main gas pipelines with an external anti-corrosion coating | t | 150 |  | 0
|  | Pipes for gas pipelines-pressure lines | km | 221 |  | 0
|  | Polyethylene pipes for the supply of combustible gases RE 100 SDR-11 (1.0 MPa), outer diameter 50x4.6 mm | km | 0.4 |  | 0
|  | Polyethylene pipes for the supply of combustible gases RE 100 SDR-17.6 (0.6 MPa), outer diameter 160x9.1 mm | km | 0.624 |  | 0
|  | Polyethylene pipes for the supply of combustible gases RE 100 SDR-17.6 (0.6 MPa), outer diameter 225x12.8 mm | km | 0.626 |  | 0
|  | Polyethylene pipes for the supply of combustible gases RE 100 SDR-17.6 (0.6 MPa), outer diameter 63x3.6 mm | km | 2.4 |  | 0
|  | Polyethylene pipes for the supply of combustible gases RE 100 SDR-17.6 (0.6 MPa), outer diameter 75x4.3 mm | km | 1.27 |  | 0
|  | Polyethylene pipes for the supply of combustible gases RE 100 SDR-17.6 (0.6 MPa), outer diameter 90x5.2 mm | km | 1.3 |  | 0
|  | Polyethylene pipes for the supply of combustible gases RE 100 SDR-17.6 (0.6 MPa), outer diameter 110x5.6 mm | km | 0.24 |  | 0
|  | Polyethylene pipes for the supply of combustible gases RE 100 SDR-11 (1.0 MPa), outer diameter 160x14.6 mm | km | 0.12 |  | 0
|  | Polyethylene pipes for the supply of combustible gases RE 100 SDR-11 (1.0 MPa), outer diameter 32x3.0 mm | km | 1.4 |  | 0
|  | Polyethylene pipes for the supply of combustible gases RE 100 SDR-11 (1.0 MPa), outer diameter 40x3.7 mm | km | 1.3 |  | 0
|  | Pre-insulated steel pipes and accessories for them | km | 0.31 |  | 0
|  | Steel pipes, electrowelded, straight seam Ø 630x10 GOST 10704-91 | t | 5.5 |  | 0
|  | Steel pipes, electrowelded, straight seam Ø 720x10 GOST 10704-91 | t | 105.06 |  | 0
|  | Tube Ø 14x2 stainless steel. 12Х18Н10Т GOST 9941-81; 14162-79 | t | 0.02 |  | 0
|  | Tube Ø 16x2 stainless steel. 12Х18Н10Т GOST 9941-81; 14162-79 | t | 0.02 |  | 0
|  | Tube Ø 20x3 stainless steel. 12Х18Н10Т GOST 9941-81; 14162-79 | t | 0.02 |  | 0
|  | Tube Ø 22x4 stainless steel. 12Х18Н10Т GOST 9941-81; 14162-79 | t | 0.02 |  | 0
|  | Brass tube L-68 Ø 19x1 DKRN M19x1x4700 MD L68 GOST 21646-2003 | t | 4.69 |  | 0
|  | Brass tube L-68 Ø 24x1 DKRN M24x1x3200 MD L68 GOST 21646-2003 | t | 0.7 |  | 0
|  | Heat-shrink tube (high-voltage with glue) 20/8 | km | 0.1 |  | 0
|  | Heat-shrinkable tube (low-voltage) TUS 20/10 (low-voltage) | km | 0.1 |  | 0
|  | Tube heat-shrinkable t/u (low voltage) TUS 40/20 (low voltage) | km | 0.1 |  | 0
|  | Pipe products | km | 7 |  | 0
|  | Pipe sealing plug 2.5 bar without bypass, RD 100 -200 | piece | 112 |  | 0
|  | Pipe sealing plug 2.5 bar without bypass, RD 150 - 300 | piece | 112 |  | 0
|  | Pipe sealing plug 2.5 bar without bypass, RD 200 - 400 | piece | 112 |  | 0
|  | Pipe sealing plug 2.5 bar without bypass, RD 350 - 600 | piece | 56 |  | 0
|  | Pipe sealing plug 2.5 bar without bypass, RD 40-70 | piece | 112 |  | 0
|  | Pipe sealing plug 2.5 bar without bypass, RD 70-150 | piece | 112 |  | 0
|  | Pipeline Ø273x12mm, L=(5-6)m, Ru=6.4MPa flange connection | km | 0.75 |  | 0
|  | Pipeline (L=12 m, n-132 pcs.) complete with bolted connection | km | 1.58 |  | 0
|  | Pipeline (L=8m, n-94 pcs.) complete with bolt connection | km | 1.8 |  | 0
|  | Pipeline 100 mm | km | 1 |  | 0
|  | Pipeline 150 mm | km | 5.5 |  | 0
|  | The pipeline is 219 mm | km | 1 |  | 0
|  | Pipeline Ø150 mm | km | 2 |  | 0
|  | Pipeline Ø150x3 mm, L 5-6 m Ру4.0 mPa with a quick-disconnect connection | km | 4 |  | 0
|  | Pipeline ø219mm | km | 2 |  | 0
|  | Drain pipe (L-12 m, n-67 pcs.) complete with bolt connection | km | 0.8 |  | 0
|  | Polyethylene pipeline 10 atm. Ø110mm | km | 1.5 |  | 0
|  | Steel pipes of different diameters | km | 21.26 |  | 0
|  |  | t | 42 |  | 0
|  | Hot-deformed seamless steel pipes | km | 2.67 |  | 0
|  | The pipe is metal | km | 5.7 |  | 0
|  | pipe diameter 40 mm | km | 0.01 |  | 0
|  | Steel pipe diam. 820x10 mm | t | 40 |  | 0
|  | Steel pipe diam. 720x10 mm | t | 35 |  | 0
|  | Steel pipe diam. 530x9 mm | t | 23 |  | 0
|  | Steel pipe diam. 426x9 mm | t | 18 |  | 0
|  | Steel pipe diam. 325x8 mm | t | 12 |  | 0
|  | Steel pipe diam. 273x7 mm | t | 9 |  | 0
|  | Steel pipe diam. 219x7 mm | t | 7 |  | 0
|  | Replacement of the screen system of the boiler unit No. 4 | t | 48 |  | 0
|  | The pipe is steel | t | 0.84 | 0 | 5
|  | Electric welded steel pipe 273x6.0 mm (DN250) | km | 0.03 | 0 | 0
|  |  | m | 48 |  | 0
|  | Electric welded steel pipe 325x8.0 mm (DN300) | km | 0.03 | 0 | 0
|  |  | m | 48 |  | 0
|  | Electric welded steel pipe 377x8.0 mm (DN350) | km | 0.108 | 0 | 0
|  | Electric welded steel pipe 426x10.0 mm (DN400) | km | 0.078 | 0 | 0
|  | Electric welded steel pipe 530x10.0mm (DN500) | km | 0.068 |  | 0
|  | Electric welded steel pipe 630x10.0mm (DN600) | km | 0.044 |  | 0
|  | Electric welded steel pipe 720x10.0mm (DN700) | km | 0.044 |  | 0
|  | Electric welded steel pipe 820x10.0mm (DN800) | km | 0.02 |  | 0
|  | Electric welded steel pipe 1020x12.0mm (DN1000) | km | 0.044 |  | 0
|  | Polyethylene pipes for the supply of combustible gases RE 100 SDR-17.6, outer diameter 200x11.4 mm | km | 0.072 |  | 0
|  | Polyethylene pipes for the supply of combustible gases RE 100 SDR-17.6, outer diameter 250x14.2 mm | km | 0.072 |  | 0
|  | Polyethylene pipes for the supply of combustible gases RE 100 SDR-17.6, outer diameter 315x17.9 mm | km | 0.072 |  | 0
|  | Polyethylene pipes for the supply of combustible gases RE 100 SDR-17.6, outer diameter 355x20.2 mm | km | 0.072 |  | 0
|  | Polyethylene pipes for the supply of combustible gases RE 100 SDR-17.6, outer diameter 400x22.7 mm | km | 0.04 |  | 0
|  | Polyethylene pipes for the supply of combustible gases RE 100 SDR-17.6, outer diameter 500x28.4 mm | km | 0.04 |  | 0
|  | Steel outlet 273x8.0 (DN250) | piece | 4 |  | 0
|  | Steel blinds for flanges (25-300mm) | piece | 21 |  | 0
|  | Metal bandages for pipes (32-500mm) | piece | 42 |  | 0
|  | Plugs (15-50mm, internal and external thread) | piece | 21 |  | 0
|  | Pipe PE 100 (protective layer PP) GAS SDR 11 (up to 1.0 MPa) - 50x4.6 | km | 0.4 |  | 0
|  | Pipe PE 100 (protective layer PP) GAS SDR 11 (up to 1.0 MPa) - 63x5.8 | km | 0.4 |  | 0
|  | Pipe PE 100 (protective layer PP) GAS SDR 11 (up to 1.0 MPa) - 75x6.8 | km | 0.4 |  | 0
|  | Pipe PE 100 (protective layer PP) GAS SDR 11 (up to 1.0 MPa) - 90x8.2 | km | 0.4 |  | 0
|  | Pipe PE 100 / PE 100 RC (coextrusion) GAS SDR 11 (up to 1.0 MPa) - 110x10 | km | 0.28 |  | 0
|  | Pipe PE 100 / PE 100 RC (coextrusion) GAS SDR 11 (up to 1.0 MPa) - 125x11.4 | km | 0.28 |  | 0
|  | Pipe PE 100 / PE 100 RC (coextrusion) GAS SDR 11 (up to 1.0 MPa) - 140x12.7 | km | 0.2 |  | 0
|  | Pipe PE 100 / PE 100 RC (coextrusion) GAS SDR 11 (up to 1.0 MPa) - 160x14.6 | km | 0.2 |  | 0
|  | Pipe PE 100 / PE 100 RC (coextrusion) GAS SDR 11 (up to 1.0 MPa) - 180x16.4 | km | 0.1 |  | 0
|  | Pipe PE 100 / PE 100 RC (coextrusion) GAS SDR 11 (up to 1.0 MPa) - 200x18.2 | km | 0.1 |  | 0
|  | Pipe PE 100 (protective layer PP) GAS SDR 11 (up to 1.0 MPa) - 20x3 | km | 0.4 |  | 0
|  | Pipe PE 100 (protective layer PP) GAS SDR 11 (up to 1.0 MPa) - 25x3 | km | 0.4 |  | 0
|  | Pipe PE 100 (protective layer PP) GAS SDR 11 (up to 1.0 MPa) - 32x3 | km | 0.4 |  | 0
|  | Pipe PE 100 (protective layer PP) GAS SDR 11 (up to 1.0 MPa) - 40x3.7 | km | 0.4 |  | 0
|  | Pipe PE 100 / PE 100 RC (coextrusion) GAS SDR 11 (up to 1.0 MPa) - 225x20.5 | km | 0.1 |  | 0
|  | Pipe PE 100 / PE 100 RC (coextrusion) GAS SDR 11 (up to 1.0 MPa) - 250x22.7 | km | 0.1 |  | 0
|  | Pipe PE 100 / PE 100 RC (coextrusion) GAS SDR 11 (up to 1.0 MPa) - 280x25.4 | km | 0.1 |  | 0
|  | Pipe PE 100 / PE 100 RC (coextrusion) GAS SDR 11 (up to 1.0 MPa) - 315x28.6 | km | 0.1 |  | 0
|  | Electric welded steel pipe | km | 0.17 |  | 0
|  |  | m | 20 |  | 0
|  | Electric welded steel pipe | km | 0.03 |  | 0
|  | The lead is steel | piece | 24 |  | 0
|  | The lead is steel | piece | 2 |  | 0
|  | The lead is steel | piece | 2 |  | 0
|  | The transition is steel | piece | 16 |  | 0
|  | The transition is steel | piece | 4 |  | 0
|  | Elliptical steel cap | piece | 35 |  | 0
|  | Polyethylene pipes for supply of combustible gases RE 100 SDR-17.6 | km | 0.156 |  | 0
|  | Elbow 90˚ PE 100 GAZ SDR 11-200 | piece | 4 |  | 0
|  | Elbow 90˚ PE 100 GAZ SDR 11 - 225 | piece | 4 |  | 0
|  | Elbow 90˚ PE 100 GAZ SDR 11-250 | piece | 4 |  | 0
|  | Elbow 90˚ PE 100 GAZ SDR 11-280 | piece | 2 |  | 0
|  | Elbow 90˚ PE 100 GAZ SDR 11-355 | piece | 2 |  | 0
|  | Elbow 90˚ PE 100 GAZ SDR 11-400 | piece | 2 |  | 0
|  | Clutch ZNE PE 100 GAZ SDR 11 -200 | piece | 5 |  | 0
|  | Clutch ZNE PE 100 GAZ SDR 11-250 | piece | 5 |  | 0
|  | Clutch ZNE PE 100 GAZ SDR 11-315 | piece | 5 |  | 0
|  | Clutch ZNE PE 100 GAZ SDR 11-355 | piece | 5 |  | 0
|  | Clutch ZNE PE 100 GAZ SDR 11-400 | piece | 2 |  | 0
|  | Clutch ZNE PE 100 GAZ SDR 11-500 | piece | 2 |  | 0
|  | Seat PE 100 GAZ SDR 11 | piece | 13 |  | 0
|  | Coupling ZNE PE 100 GAZ SDR 11 | piece | 5 |  | 0
|  | PE/ST connection | piece | 16 |  | 0
|  | Plug PE 100 GAZ SDR 11-200 | piece | 5 |  | 0
|  | Plug PE 100 GAZ SDR 11-225 | piece | 5 |  | 0
|  | Plug PE 100 GAZ SDR 11 | piece | 5 |  | 0
|  | Plug PE 100 GAZ SDR 11-315 | piece | 2 |  | 0
|  | Plug PE 100 GAZ SDR 11-280 | piece | 5 |  | 0
|  | Plug PE 100 GAZ SDR 11-355 | piece | 2 |  | 0
|  | Plug PE 100 GAZ SDR 11-400 | piece | 2 |  | 0
|  | Pipe 630x10 electrowelded | km | 0.51 |  | 0.5
|  | Pipe PE 100 SDR 11 Dn 32x3.0 | km | 5 |  | 0
|  | Pipe PE 100 SDR 17.6 Dn 63x3.6 | km | 2 |  | 0
|  | Steel water and gas pipeline DU 20, 26.8*2.8 mm | km | 5 |  | 0
|  | Steel water and gas pipeline DU 25, 33.5*2.8 mm | km | 0.1 |  | 0
|  | Steel water and gas pipe Du 32, 42.3*2.8 mm | km | 0.1 |  | 0
|  | Steel water and gas pipeline DU 40, 48*3 mm | km | 0.1 |  | 0
|  | Steel water and gas pipeline DU 50, 60*3 mm | km | 2 |  | 0
|  | Electrowelded pipe D 65, 76*3 mm | km | 2 |  | 0
|  | Electrowelded pipe D80, 89*3 mm | km | 2 |  | 0
|  | Electrowelded pipe D100, 108*4mm | km | 2 |  | 0
|  | Electrowelded pipe D 150, 159*3.5 mm | km | 1 |  | 0
|  | Electrowelded pipe D200, 219*6 mm | km | 0.3 |  | 0
|  | Electric welded steel pipe 325*6mm | km | 0.02 |  | 0
|  | straight-seam steel pipe | t | 11.65 |  | 0
|  | pipe 273x22 steel 15GS DSTU EN10216-2:2006 | km | 0.45 |  | 0
|  | pipe 219x20 steel 15GS DSTU EN 10216-2:2006 | km | 0.12 |  | 0
|  | Pipes with thermal insulation from polyurethane foam | km | 6.022 |  | 0
|  | Rectangular profile pipes, 200x8 | t | 73.32 |  | 0
|  | Steel pipe in a protective metal shell (spiro) | km | 0.108 |  | 0
|  | Steel boiler pipes | t | 51 | 0 | 0
|  | Steel water pipes | t | 152 | 0 | 0
|  | Steel outlet 325x8.0 (DN300) | piece | 4 |  | 0
|  | Steel outlet 377x10.0 (DN350) | piece | 4 |  | 0
|  | Steel outlet 530x10.0 (DN500) | piece | 4 |  | 0
|  | Steel outlet 630x10.0 (DN600) | piece | 2 |  | 0
|  | Steel pipe for gas distribution | km | 2.84 |  | 0
|  | PIPE F426X10 ST20 DSTU 8943:2019 | t | 300 |  | 0
|  | PIPE 60X6 ST20 TU 14-3-460-09 | t | 160 |  | 0
|  | Electrically welded steel pipes 530x10 st. 3ps | t | 300 |  | 0
|  | Seamless steel pipes 42X4 St. 12X18H12T | t | 50 |  | 0
|  | Seamless steel pipes 42X4 St. 12X1MF | t | 50 |  | 0
|  | Seamless steel pipes 32X6 St. 12X1MF | t | 50 |  | 0
|  | Seamless steel pipes 32X6 St. 12X18H12T | t | 50 |  | 0
|  | Steel water and gas pipe DN15x2.8 mm | m | 42 |  | 0
|  | Steel water and gas pipeline DN20x2.8 mm | m | 42 |  | 0
|  | Steel water and gas pipe DN25x3.2 mm | m | 54 |  | 0
|  | Steel water and gas pipeline DN32x3.2 mm | m | 55 |  | 0
|  | Polyethylene pipes for supplying combustible gases RE 100 SDR-11, outer diameter 20x3.0 mm | km | 0.1 |  | 0
|  | Polyethylene pipes for the supply of combustible gases RE 100 SDR-11, outer diameter 25x3.0 mm | km | 0.1 |  | 0
|  | Polyethylene pipes for the supply of combustible gases RE 100 SDR-17.6, outer diameter 110x6.3 mm | km | 0.05 |  | 0
|  | Polyethylene pipes for the supply of combustible gases RE 100 SDR-17.6, outer diameter 125x7.1 mm | km | 0.024 |  | 0
|  | Polyethylene pipes for the supply of combustible gases RE 100 SDR-17.6, outer diameter 140x8.0 mm | km | 0.024 |  | 0
|  | Polyethylene pipes for the supply of combustible gases RE 100 SDR-17.6, outer diameter 180x10.3 mm | km | 0.024 |  | 0
|  | Pipe (copper) | piece | 44 |  | 0
| Pipe products Total |  |  | 10544.079 | 0 | 36.5
| Pipes for laying the cable | Flexible corrugated pipe with a diameter of 25 mm | km | 100 |  | 100
|  | Metal sleeve | km | 1 |  | 0
|  | Tubes, fittings, connectors, couplings, tees | km | 0.76 |  | 0
|  | Corrugated pipe, f25mm | km | 3 |  | 0
|  | Corrugated pipe, f32mm | km | 0.3 |  | 0
| Pipes for laying the cable Total |  |  | 105.06 |  | 100
Pipe products Total |  |  |  | 10649.139 | 0 | 136.5
Turbogenerator equipment | Gas turbine installations | Gas turbine power plant | piece | 1 |  | 0
|  | 160 MW generator | piece | 1 |  | 0
|  | 200 MW generator | piece | 2 |  | 0
|  | Gas turbine generator, 32 MW capacity, FT8 Mobilepac Gas Turbine with Battpac | piece | 1 |  | 0
|  | LNG engine | piece | 16 |  | 0
|  | 300 MW generator | piece | 2 |  | 0
|  | Gas turbine gas pumping unit with a capacity of 25-32 MW. | piece | 2 |  | 0
|  | LNG engine type B35:40V12-PG, with an output power of 5400 kW/h (750 rpm), which was operated on a sea ferry (fuel LNG liquefied natural gas (024) | piece | 1 |  | 0
|  | Open cycle gas turbine installation | piece | 2 |  | 0
| Gas turbine installations Total |  |  | 28 |  | 0
| Other turbogenerator equipment | Mobile steam generator type UPP 1600/100 or similar | piece | 2 |  | 0
|  | The software and technical complex and the turbine control system of the ASK TP of the power unit | piece | 1 |  | 0
|  | Mini thermal power plant (CHP) MVM TCG 2032 V16, 4500 kW, 50 Hz | piece | 1 |  | 0
|  | The software and technical complex and turbine regulation system of the ASK TP of the power unit + control system | piece | 2 |  | 0
|  | Cooling tower BG-1600 | piece | 2 |  | 0
|  | Backup exciter generator type VT 99/47-7 or equivalent | piece | 1 |  | 0
|  | Blades, bandages and fastening elements of 17-23 stages of the medium pressure rotor of the T-100/120-130 steam turbine | piece | 7 |  | 0
|  | Thyristor excitation system for turbogenerators type SVTG-2k/300-С2Т2.5-АР24-УХЛ4 with an excitation transformer | piece | 1 | 0 | 0
|  | Generator current line type 10.5 kV. TEKN 20/1600 | km | 0.09 | 0 | 0
|  | Generator current line type 10.5 kV. TEKN 20/8000 complete with measuring transformers | m | 55 | 0 | 0
|  | Bandage rings of the THV-200 Generator | piece | 4 |  | 0
|  | Bandage rings of the THV-300 Generator | piece | 2 |  | 0
|  | The working blade of the 4-stage turbine LEFT | piece | 110 |  | 0
|  | Blade of the 5th stage of the low-pressure cylinder of the K-300-240-2 turbine | piece | 104 |  | 0
|  | Blade of the 5th stage of the low-pressure cylinder of the K-300-240-2 turbine | piece | 104 |  | 0
|  | A set of heat exchange surfaces of regenerative rotary air heaters of power unit boilers | piece | 1 | 0 | 0
|  | A set of high-pressure valves (main steam valve, boiler supply regulator, impulse fuse) | piece | 1 | 0 | 0
|  | Complete shielded current line 15.75 kV | piece | 3 | 0 | 0
| Other turbogenerator equipment Total |  |  | 401.09 | 0 | 0
| Steam turbines | 160 MW steam turbine | piece | 1 |  | 0
|  | 300 MW steam turbine | piece | 2 |  | 0
|  | 50 MW turbogenerator | piece | 1 |  | 0
| Steam turbines Total |  |  | 4 |  | 0
| Turbines | Steam turbine with generator | piece | 1 |  | 0
|  | Steam turbine N2 with three-phase generator PT-60-130/13 | piece | 1 |  | 0
|  | The working blade of the IV stage of the K-300-240 turbine | piece | 110 |  | 0
| Turbines Total |  |  | 112 |  | 0
Turbogenerator equipment Total |  |  |  | 545.09 | 0 | 0
Shields, cabinets, boxes, etc | Mobile premises | Frame hangar | piece | 1 |  | 0
|  | Block box | piece | 3 |  | 0
|  | A modular house of the container type | piece | 40 |  | 0
|  | Modular container for explosion protection | piece | 8 |  | 0
|  | Premises for the storage of humanitarian aid material resources | piece | 1 |  | 0
|  | Block-box of the operating room for installation of complex gas preparation | piece | 2 |  | 0
|  | Household block-box for installation of complex gas preparation | piece | 2 |  | 0
|  | Block-box operating room | piece | 6 |  | 0
|  | Household block box | piece | 6 |  | 0
|  | Mobile armored shelter for personnel | piece | 20 |  | 0
|  | Complete switchgear for external installation at a nominal voltage of 35 kV | piece | 2 |  | 0
|  | Wagons | piece | 31 |  | 0
|  | Modular houses | piece | 110 |  | 200
|  | Warehouse premises | piece | 4 |  | 0
|  | Warehouse premises with a canopy | piece | 1 |  | 0
| Mobile premises Total |  |  | 237 |  | 200
| Cabinets and drawers | Electric laboratory drying cabinet | piece | 1 |  | 0
|  | Cable channels and tunnels | piece | 1 |  | 0
|  | WHERE-IN, IP54 | piece | 2995 |  | 200
|  | Switch box (access switch) Huawei S5720I-10X-PWH-SI-AC (8*10/100/1000BASE-T ports, 2*10GE SFP+ ports, PoE++, AC power supply) [S5720I-10X-PWH-SI-AC ] | piece | 1 |  | 0
|  | Box for switch box Cable cover (S5720I-10X-PWH-SI-AC) | piece | 1 |  | 0
|  | Ladder-type tray 200х500х3000 with a lid | piece | 46 |  | 0
|  | Protective cabinet for 1-phase electrical energy metering devices | piece | 20000 |  | 20000
|  | The protective cabinet for 3-phase electrical energy metering devices | piece | 6000 |  | 6000
|  | Cabinet of a complete transformer substation | piece | 20 |  | 0
|  | Cabinet of operational current SHOT-200A | piece | 1 |  | 0
|  | Telecommunication cabinet 42 U 600*600 | piece | 1 |  | 1
|  | NetShelter SX 42U 750mm Wide x 1200mm Deep Enclosure with Sides Black | piece | 1 |  | 1
|  | Cabinet cable distribution metal 630A | piece | 9 |  | 0
|  | Cabinet cable distribution plastic 630A | piece | 6 |  | 0
|  | Cabinet of telemechanics | piece | 51 |  | 0
|  | A box with a toggle switch | piece | 3 |  | 0
|  | Metal cabinets | piece | 10 |  | 0
|  | shields are protective | piece | 48 |  | 0
|  | External protection and automation relay cabinets for protection of 35 kV transformers | piece | 35 |  | 0
|  | Cabinets of external relay protection and automation for protection of 35 kV lines | piece | 16 |  | 0
|  | Distribution device up to 24 kV | piece | 19 |  | 0
|  | Tool box NEO tools 22" 84-114 | piece | 16 |  | 0
|  | The input panel of the accounting is single-phase | piece | 500 |  | 0
|  | Distribution box external IR-54 | piece | 550 |  | 0
|  | The input board of the accounting is three-phase | piece | 50 |  | 0
|  | High-voltage cell 12/10kV, 630A-1250A | piece | 31 |  | 0
|  | KDE-2, IP54 | piece | 5874 |  | 1000
|  | Telecommunication cabinet ZPAS SZB IT WZ-IT-246060-69AA-2-161-FP 19" | piece | 1 |  | 0
|  | Overhead line protection cabinet 35 kV internal installation | piece | 2 |  | 0
|  | Overhead line protection cabinet 35 kV internal installation for two connections | piece | 1 |  | 0
|  | Cabinet of protection of the sectional switch of 35 kV internal installation | piece | 1 |  | 0
|  | Overhead line protection cabinet 35 kV external installation RSh-15 | piece | 4 |  | 0
|  | Cabinet for protection of sectional switch 35 kV external installation RSh-15 | piece | 3 |  | 0
|  | Box of clamps YAZ-60 | piece | 25 |  | 0
|  | Cabinets, shields and boxes are metal or plastic | piece | 50 |  | 0
|  | KU10C CELL WITH VACUUM SWITCH 10 KV AND RELAY PROTECTION 10 KV | piece | 10 |  | 0
|  | KU10C CELL WITH VOLTAGE TRANSFORMER 10 KV | piece | 1 |  | 0
|  | Busbar system 10 kV type Duresca DE manufactured by MGC Moser Glaser (or similar) | piece | 1 |  | 0
|  | Cable distribution cabinet rack | piece | 40 | 0 | 0
| Cabinets and drawers Total |  |  | 36425 | 0 | 27202
| Control panels | Input cell 10 kV KYN28A-12 | piece | 2 |  | 0
|  | Input cell 10 kV KYN28A-12 (ZN63A-12/1600-25) | piece | 2 |  | 0
|  | Cell KRUN-10-630 air connection. | piece | 26 |  | 0
|  | The cell KRUN-10-630 is sectional | piece | 1 |  | 0
|  | The cell KRUN-10-630 is sectional. | piece | 1 |  | 0
|  | Cell KRUN-10-630 TVP | piece | 7 |  | 0
|  | Cell KRUN-10-630 section | piece | 2 |  | 0
|  | Cell KRUN-10-630TN | piece | 7 |  | 0
|  | Linear cell 10 kV KYN28A-12 (ZN63A-12/630-25) | piece | 28 |  | 0
|  | The cell of the sectional switch 10 kV KYN28A-12 | piece | 2 |  | 0
|  | The cell of the sectional disconnector 10 kV KYN28A-12 | piece | 1 |  | 0
|  | The cell of the sectional disconnector 10 kV KYN28A-12 | piece | 1 |  | 0
|  | Self-consumption transformer cell 10 kV KYN28A-12 | piece | 2 |  | 0
|  | 10 kV voltage transformer cell KYN28A-12 | piece | 6 |  | 0
|  | Cells from BB 10 kV | piece | 2 |  | 0
|  | Cells with HV 10 kV | piece | 2 |  | 0
|  | Cells with MV 10 kV | piece | 2 |  | 0
|  | Cells SHCHO-94 0.4 kV | piece | 2 |  | 0
|  | Cross cabinet of voltage transformers TN1S/1, TN2S/1 | piece | 1 |  | 0
|  | Autotransformer cooling automation cabinet | piece | 2 |  | 0
|  | Cabinet of switches for automatic electricity metering | piece | 1 |  | 0
|  | Cabinet of operational current 220 V with rechargeable battery OGI-260LA 260 Ah, 234 V for the restoration of the "Snigurivka" PS | piece | 1 |  | 0
|  | Line relay protection cabinet RSh-15 ML-35-11-BO-54-UHL1, or similar | piece | 3 |  | 0
|  | Transformer relay protection cabinet RSh-13 MP-35/-/10-DVV-0-54-UHL1, or similar | piece | 3 |  | 0
|  | Shield of automatic reserve input, AVR-600-160-31UZ | piece | 1 |  | 0
|  | Direct current shield | piece | 1 |  | 0
|  | 220/380V control panel | piece | 30 |  | 0
|  | 6 kV cell with a vacuum switch, switch VR-2 KU 10C | piece | 22 |  | 2
|  | set of spare parts and materials for the restoration of the local control boards of the turbogenerator, high-pressure heater, low-pressure heater and the evaporation unit of the turbine T-110/120-130-4 | set | 1 | 0 | 0
| Control panels Result |  |  | 162 | 0 | 2
| Block control panel | Cabinets for electrical equipment, KVP | piece | 13 |  | 0
|  | 230/400V cable distribution cabinets | piece | 2 | 0 | 0
|  | One-way service collective camera | piece | 7 |  | 0
|  | High-voltage cell EA 20-19-75 | piece | 2 |  | 0
| Control block board Result |  |  | 24 | 0 | 0
Shields, cabinets, boxes, other Total |  |  |  | 36848 | 0 | 27404
Modular buildings | Residential modules | Modular buildings and accessories for them | set | 944 |  | 0
| Residential modules Total |  |  | 944 |  | 0
Modular buildings Total |  |  |  | 944 |  | 0